## Sheet1
Row Labels | Count of Asset ID
Infusion Pumps, Multitherapy | 1618
Regulators, Suction | 1128
Controllers, Infusion Pump Systems, Programmable | 861
Monitors, Physiologic, Vital Signs | 860
Sphygmomanometers, Aneroid | 810
Tables, Examination/Treatment, Adjustable | 626
Analyzers, Point-of-Care, Whole Blood, Glucose | 588
Transducers, Ultrasonic | 534
Beds, Electric | 498
Physiologic Monitor Modules, Multiparameter | 477
Thermometers, Electronic | 453
Circulatory Assist Units, Peripheral Compression, Intermittent | 426
Transformers, Constant Voltage | 403
Monitoring Systems, Physiologic | 384
Monitors, Physiologic, Multipurpose, Telemetric | 340
Lights, Examination | 269
Nebulizers | 227
Thermometers, Electronic, Infrared, Skin | 200
Detectors, Blood Flow, Ultrasonic | 188
Scales, Patient, Floor | 179
Stretchers, Mobile, Hospital, Radiographic | 178
Defibrillators, External, Automated | 176
Physiologic Monitor Modules, Anesthetic Gas | 168
Warming Units, Patient, Forced-Air | 164
Ophthalmoscope/Otoscopes | 157
Analyzers, Laboratory, Immunoassay, Fluorimetric | 156
Electrocardiographs, Multichannel, Interpretive | 126
Ophthalmoscope/Otoscope/Vital Signs Measuring Systems | 111
Infusion Pumps, Enteral Feeding | 111
Humidifiers, Artificial Airway, Heated | 111
Compressed Gas Proportioners, Oxygen-Air | 111
Infusion Pumps, Analgesic, Patient-Controlled | 108
Power Systems, Electrical, Uninterruptible | 103
Aspirators, Airway | 96
Lights, Surgical | 94
Monitors, Physiologic, Multipurpose, Bedside, Modular | 88
Monitors, Video | 84
Warming Units, Multipurpose | 81
Anesthesia Unit Vaporizers | 79
Monitoring Systems | 77
Analyzers, Point-of-Care, Whole Blood, Glycated Hemoglobin | 75
Scanning Systems, Ultrasonic, Portable | 74
Electrosurgical Units, Monopolar/Bipolar | 72
Infusion Pumps, Multitherapy, Ambulatory | 70
Stretchers, Mobile, Hospital | 69
Scanning Systems, Ultrasonic, General-Purpose | 68
Detectors, Fetal Heart, Ultrasonic | 68
Scales, Infant | 67
Aspirators, Breast | 65
Ventilators, Intensive Care | 64
Oxygen Delivery Units, Controlled | 64
Analyzers, Laboratory, Urine, Semiautomated | 62
Service Columns, Prefabricated | 57
Colonoscopes, Video | 57
Analyzers, Point-of-Care, Whole Blood, Gas/pH/Electrolyte/Metabolite | 54
Monitors, Physiologic, Fetal | 50
Pumps | 49
Oximeters, Pulse | 47
Warming Units, Blood/Intravenous Solution | 44
Light Sources | 43
Waste-Disposal Units, Liquid | 41
Audiometers | 40
Image Processors, Video, Endoscopy | 39
Scales, Patient, Platform, Electronic | 38
Endoscopic Telescopes | 38
Gastroscopes, Flexible, Video | 36
Ventilators, Noninvasive Positive Pressure | 35
Printers, Video | 35
Disinfectors, Vapor Germicide, Ultrasonic Transducer Probe | 35
Chairs, Patient Transfer | 34
Warming Units, Infant Nutritionals | 33
Tables, Operating | 33
Respirators, Air-Purifying, Gas/Vapor | 32
Scales, Clinical, Laboratory | 32
Handpieces, Surgical | 32
Data Interface Units, Physiologic Monitor/Information System | 32
Scanning Systems, Ultrasonic, Small-Parts, Urinary Bladder | 31
Anesthesia Units | 31
Cabinets, Storage, Endoscope | 31
Detectors, X-Ray, Digital Radiography | 31
Analyzers, Point-of-Care, Whole Blood, Coagulation | 30
Ventilators, Intensive Care, Adult, High-Frequency | 29
Warming Units, Patient, Radiant, Infant, Mobile | 29
Dock/Battery Chargers | 29
Chairs, Examination/Treatment | 29
Cameras, Video, Endoscope | 29
Phototherapy Units, Visible Light, Hyperbilirubinemia | 28
View Boxes, X-Ray | 28
Ureteroscopes, Flexible | 28
Information Systems, Picture Archiving/Communication, Endoscopy | 28
Ophthalmic Tonometers, Applanation | 27
Hospital Communication Systems, Nurse Call | 27
Microscopes, Light, Laboratory | 27
Power Systems, Electromechanical, Surgery | 26
Scales, Patient, Platform, Mechanical | 26
Sponge Detectors, Surgical, Radiofrequency | 25
Thermometers | 24
Centrifuges, Tabletop, Low-Speed, Nonrefrigerated | 22
Bronchoscopes, Flexible, Video | 22
Pumps, Alternating Pressure Pad | 21
Incubator/Radiant Warming Units, Infant, Mobile | 21
Hemodialysis Units | 21
Insufflators, Laparoscopic | 21
Sterilizing Units, Steam | 20
Tables, Imaging, Ultrasound | 20
Bilirubinometers | 20
Colposcopes | 20
Tourniquets, Pneumatic | 19
TABLES, EXAMINATION/TREATMENT | 19
Pacemakers, Cardiac, External, Invasive Electrode, Transvenous | 19
Projectors, Photographic Slide, Eye Chart | 18
Radiographic Systems, Digital | 18
Warming/Cooling Units, Patient, Circulating-Liquid | 18
Ventilators, Transport | 18
Scales, Clinical, Precision | 18
Wound Therapy Systems, Negative-Pressure | 18
Beds, Electric, Birthing | 18
Analyzers, Laboratory, Molecular Assay, Infectious Microorganism | 18
Refrigerators, Laboratory | 17
Scales, Patient, Wheelchair | 17
Laryngoscopes, Rigid, Video | 17
Aspirators | 17
Defibrillators, External, Manual | 17
Monitors, Physiologic, Cardiac Output, Bedside | 17
Radiographic/Fluoroscopic Units, Mobile | 15
Warming Units, Blanket | 15
Physiologic Monitoring Modules, Neurology, Level-of-Consciousness, Entropy | 15
Readers, Microhematocrit | 15
Radiographic Units, Mobile | 15
Warming Units, Irrigation Fluids | 15
Light Sources, Rigid Endoscope/Multipurpose, Fiberoptic Cable | 15
Heel Stirrups | 15
Warming Units, Gel | 14
SURGICAL FACILITY BOOM, CEILING-MOUNTED | 14
Irrigation/Distention Systems | 14
Lights, Examination, Stand-Alone | 14
Lights, Examination, Ultraviolet, Portable/Handheld | 14
Sphygmomanometers, Electronic, Automatic | 13
Network Servers | 13
Smoke Evacuation Systems, Surgical | 13
Lifts, Patient Transfer | 13
Battery Chargers | 13
Ophthalmoscopes, Indirect | 12
Thermometers, Electronic, Thermistor/Thermocouple, Patient | 12
Resuscitators, Cardiac | 12
Balances, Electronic, Precision | 12
Incubators, Infant, Mobile | 12
Dryers | 12
Injectors, Contrast Media, Computed Tomography | 12
Centrifuges, Tabletop, High-Speed | 12
Percussors, Manual, Airway Clearance | 11
Vein Finders, Infrared Light | 11
Slit Lamps | 11
Lights, Examination, Dental/Intraoral | 11
Height Measurement Instruments, Wall-Mounted, Mechanical | 11
Electrosurgical Units, Bipolar | 11
Insufflators, Endoscopic | 11
Carts, Computer/Video Monitor | 11
Chairs, Examination/Treatment, Ophthalmology | 11
Batteries | 11
Exercisers, Aerobic, Treadmill | 11
Autotransfusion Units, Blood Processing | 11
Centrifuges, Tabletop, High-Speed, Refrigerated | 11
Examination/Treatment Stands, Ophthalmic | 11
Pumps, Extracorporeal Perfusion | 10
Washer/Decontamination Units | 10
Washer/Decontamination Units, Endoscopic Channel Flushing | 10
Spirometers, Diagnostic | 10
Sterilizing Units, Germicidal Gas, Gaseous Plasma | 10
Scales, Patient | 10
Laparoscopes, Surgical | 10
Manometers, Muscle Compartment | 10
Carts, Storage/Transport, Physiologic Monitor | 10
Infusion Pumps Modules, Exhaled Carbon Dioxide | 10
Cardiac Output Units, Thermodilution | 10
Duodenoscopes, Video | 10
Refractors, Ophthalmic, Automated | 9
Radiographic Quality Assurance Devices | 9
Physiologic Monitor Module Housings | 9
Chairs, Rehabilitation | 9
Lensometers | 9
Radiographic/Fluoroscopic Units, Mobile, Extremity | 8
Scanning Systems, Ultrasonic, Cardiac | 8
Recorders, Physiologic, Evoked Potential | 8
Scanning Systems, Ultrasonic, Ophthalmic | 8
Video Systems | 8
Thermometers, Electronic, Infrared | 8
Sphygmomanometers | 8
Carts, Treatment | 8
Disinfectors, Liquid Germicide, Flexible Endoscope | 8
Microscopes, Light, Operating, Neurosurgery | 8
Endoscopes | 8
Flowmeters, Blood, Ultrasonic | 8
Incubators, Laboratory, Aerobic | 8
Carts, Treatment, Resuscitation | 8
Infusion Pumps, Blood/Solution Warming | 8
Aspirators, Surgical | 8
Hemodialysis Units, Renal, Continuous Replacement Therapy | 8
Monitors, Physiologic, Fetal, Antepartum, Bedside | 7
Physiologic Monitor Modules, Electroencephalography | 7
Shaker/Orbiters, Laboratory | 7
Stereotactic Systems, Image-Guided, Surgical, Multiprocedure | 7
Stretchers, Mobile, Ambulance | 7
Thermometers, Electronic, Infrared, Ear | 7
Surgical Helmet Systems | 7
Recorders, Physiologic, Trend, Respiration Rate | 7
Power Systems, Uninterruptible | 7
Refrigerators, Pharmacy | 7
Telemanipulation Systems, Surgical, Minimally Invasive | 7
Monitors, Physiologic, Fetal, Intrapartum, Bedside | 7
Package Sealers | 7
Mattress Systems, Alternating-Pressure | 7
Analyzers, Physiologic, Visual Function | 7
Endoscopes, Gastrointestinal Tract, Upper Tract, Video/Ultrasound | 7
Carts | 7
Video Systems, Endoscopic, Video Adapter | 6
Saws, Cast, Electric, Oscillating | 6
Stretcher/Chairs, Mobile | 6
Nasopharyngoscopes | 6
Scanning Systems, Computed Tomography | 6
Ophthalmic Cross Cylinder Lenses | 6
MONITORS, TELEMETRIC, TRANSMITTER | 6
Testers, Leakage Current, Ultrasonic Transducer Probe/Lead | 6
Radiographic Units, Dental | 6
Water Purification Systems, Reverse Osmosis, Hemodialysis, Mobile/Portable | 6
Physiologic Monitor Modules, Noninvasive Blood Pressure | 6
Transducers | 6
Image Processors, Video | 6
Cystoscopes, Flexible, Video | 6
Injectors, Contrast Media, Magnetic Resonance Imaging | 6
Miscellaneous Maintenance | 6
Dental Engines | 6
Infusion Pumps, Multitherapy, Large Volume, MRI Safe/Conditional | 6
Mixers, Clinical Laboratory | 6
Circulatory Assist Units, Cardiac, Intra-Aortic Balloon | 6
Monitoring Systems, Physiologic, Stress Exercise, Cardiac | 6
Cabinets, Storage | 6
Electrosurgical Units, Monopolar | 6
Power Supplies | 5
Phacoemulsification Units, Cataract Extraction | 5
Nasopharyngoscopes, Flexible, Video | 5
Ophthalmic Tonometers | 5
Testers, Electrosurgical Unit | 5
Ureteroscopes | 5
Monitors, Physiologic, Electroencephalography, Intraoperative, Level-of-Consciousness | 5
Monitors, Physiologic, Respiration, Respiratory Gas, Inspired Oxygen, Bedside/Intraoperative | 5
Radiographic/Fluoroscopic Systems, Angiography/Interventional | 5
Radiographic Systems, Digital, Mammographic | 5
Radiographic Units, Dental, Intraoral | 5
Video Systems, Endoscopic | 5
Syringes, Plunger, Calibration, Spirometer/Pulmonary Function Analyzer | 5
Monitors, Physiologic, Patient Transport | 5
Stimulators, Electrical, Peripheral Nerve | 5
Exercisers, Aerobic, Climbing | 5
Centrifuges, Tabletop, Low-Speed | 5
Monitors, Physiologic, Central Station | 5
Cryosurgical Units, Ophthalmic | 5
Alarms, Occupancy | 5
Bronchoscopes, Flexible, Video/Ultrasound | 5
Flowmeters | 5
Dermatomes, Pneumatic | 5
Catheter/Stylet Tip Locators, Central Venous | 5
Detectors, Blood Flow/Fetal Heart, Ultrasonic | 5
Injectors, Contrast Media, Angiography | 5
Dispensers, Detergent | 5
Cameras, Photographic, Ophthalmic, Fundus, Mydriatic | 5
MISCELLANEOUS DEPARTMENT SAFETY TESTING | 5
Ring Cutters | 4
Radiofrequency Therapy Systems, Tissue Ablation, Nerve Fiber | 4
Radiofrequency Therapy Systems, Tissue Ablation, Intraarticular | 4
Stimulators, Electrical, Peripheral Nerve, Acupuncture | 4
Urodynamic Measurement Systems | 4
Pupillometers | 4
Nebulizers, Pneumatic | 4
Workstations, Picture Archiving and Communication System | 4
Physiologic Monitor Modules, Exhaled Carbon Dioxide | 4
Monitors, Physiologic, Intracranial Pressure, Bedside | 4
Ophthalmometers | 4
Surgical Slush Units | 4
Plethysmographs, Lower/Upper Limb, Segmental | 4
Radiofrequency Therapy Systems, Tissue Ablation, Endometrial | 4
Saws, Cast, Electric | 4
Tables, Imaging, Radiographic/Fluoroscopic | 4
Workstations, Gamma Camera/Single Photon Emission Tomography | 4
Testers, Endoscope, Leak/Fluid Detection | 4
Transilluminators | 4
Microscopes, Light, Operating, Ophthalmology | 4
Cabinets, Treatment, Otorhinolaryngology | 4
Incubators, Laboratory, Test Tube | 4
Monitoring Systems, Physiologic, Cardiac Electrophysiology | 4
Chairs, Procedure | 4
Default | 4
Cryosurgical Units, General-Purpose | 4
Detectors, Beta/Gamma Radiation | 4
Analyzers, Laboratory, Hematology, Cell Counting, Automated | 4
Dental Delivery Units | 4
Chairs, Examination/Treatment, Dentistry | 4
Aspirators, Uterine | 4
Electroencephalographs | 4
Cabinets, Biological Safety, Class II | 4
Analyzers, Laboratory, Clinical Chemistry, Automated, Discrete | 4
Electrosurgical Units, Monopolar, Argon-Enhanced Coagulation | 4
MONITORS, BEDSIDE, RESPIRATION, EXHALED CARBON DIO | 4
Analyzers, Laboratory, Urine, Automated | 4
Gas Delivery Units, Argon-Enhanced Coagulation | 4
Stereotactic Systems, Image-Guided, Biopsy, Mammographic | 3
Ventilators, Intensive Care, Neonatal/Pediatric, High-Frequency | 3
Warming/Cooling Units, Patient, Circulating-Liquid, Intravascular | 3
Testers, Electrical Safety | 3
Monitors, Physiologic, Multipurpose, MRI Safe/Conditional | 3
Refrigerators, Food | 3
Warming/Cooling Units, Patient | 3
Oximeters/Co-Oximeters, In Vitro | 3
Washers, Labware/Surgical Instrument, Ultrasonic | 3
Scanning Systems, Ultrasonic, Intravascular | 3
Scales | 3
Slide Stainers, Hematology | 3
Patient Transfer Aids | 3
Ultrasonic Surgical Units | 3
Printers | 3
Ultrasound Therapy/Neuromuscular Stimulation Systems, Physical Therapy | 3
Probes, Ultrasonic | 3
Radiofrequency Therapy Systems, Tissue Ablation, Cardiac | 3
Radiometers, Phototherapy | 3
Radiographic/Fluoroscopic Systems, General-Purpose | 3
Ophthalmoscopes | 3
Workstations, Digital Radiography, Mammographic | 3
Scanning Systems, Magnetic Resonance Imaging | 3
Airway Clearance Units, High-Frequency Chest Wall Oscillation, Vest | 3
Heart-Lung Bypass Units | 3
Calibrators, Radiopharmaceutical | 3
High-flow Oxygen Therapy Units | 3
Auditory Function Screening Devices, Newborn | 3
Hysteroscopes | 3
Controllers | 3
Densitometers, Bone, X-Ray, Dual-Energy Absorptiometry | 3
Analyzers, Laboratory, Blood Gas/pH | 3
Controllers, Infusion Pump, Remote | 3
Analyzers, Laboratory, Microbiology, Blood Culture, Automated | 3
Cystoscopes, Flexible | 3
Cystoscopes, Rigid | 3
Ergometers, Cyclic Arm Exerciser | 3
Analyzers, Laboratory, Clinical Chemistry/Immunoassay | 3
Angioplasty Systems, Lithotripsy Assisted | 3
Microscopes, Light, Operating, Dental | 3
Irrigation/Distention Systems, Arthroscopic | 3
Handpieces, Dental | 3
Irrigators, Surgical Site, Electrosurgery | 3
Monitoring Systems, Physiologic, Cardiac Catheterization | 3
Aspirator/Irrigators, Surgical, Ultrasonic | 3
Components | 3
Lasers, Diode, Ophthalmic | 3
Analyzers, Laboratory, Immunoassay, Chemiluminescent | 3
Lasers, Ho:YAG, Surgical | 3
Airway Clearance Units, High-Frequency Chest Wall Oscillation, Percussion | 3
Automation Systems, Medication Dispensing | 3
Water Chillers | 2
Stimulators, Electrical, Peripheral Nerve, Analgesic, Transcutaneous | 2
Pachymeters | 2
Pill Counters, Automatic | 2
Sterilizing Units, Steam, Tabletop | 2
Monitors, Video, High-Definition, Medical Image, Multiple | 2
Scanning Systems, Gamma Camera, Single Photon Emission Computed Tomography | 2
Vacuum-Assisted Biopsy Units | 2
Network Routers | 2
Physiologic Monitor Modules, Intravascular Oximetry | 2
Warming/Cooling Units, Patient, Heart-Lung Bypass | 2
Scanning Systems, Ultrasonic, Abdominal, Liver Stiffness | 2
Washers, Large Equipment, Cart | 2
Tables, Operating, Orthopedic, Fracture/Trauma | 2
Water-Jet Surgical Units, Wound | 2
Radiographic Units, Specimen | 2
Steam Generators | 2
Positioning Aids, Radiographic/Radiotherapeutic | 2
Radiographic Systems, Film | 2
Positive Airway Pressure Units, Intermittent | 2
Physiologic Monitor Modules, Pulse Oximetry | 2
Smoke Evacuation Systems, Surgical, Mobile/Portable | 2
Workstations, Multiple Modality, Three-Dimensional Image | 2
Tables, Examination/Treatment, Fixed | 2
Ophthalmic Perimeters, Automated | 2
Stretchers, Mobile, Hospital, Patient Transfer, MR Conditional Safe | 2
Testers, Impedance, Electrode/Lead/Cable, Electrocardiography | 2
Pumps, Circulating-Liquid | 2
Programmer/Testers, Implantable Cardiac Pacemaker | 2
Oxygen Meters | 2
Radiotherapy Systems, Linear Accelerator | 2
Regulators, High-Pressure Gas | 2
Tables, Operating, Orthopedic, Spinal | 2
Thyroid Uptake Systems | 2
Peritoneal Dialysis Units | 2
Plethysmographs, Whole Body | 2
Tumor Resection Guidance Systems | 2
Scales, Patient, Platform | 2
Scales, Patient, Chair | 2
Angioplasty Systems, Atherectomy | 2
Laboratory Rotators | 2
Microtomes, Cryostat | 2
Exercisers, Aerobic, Stationary Bicycle | 2
Electrosurgical Units | 2
Acrylic Curing Units, Dental | 2
Analyzers, Laboratory, Hematology, Erythrocyte Sedimentation Rate | 2
Freezers, Laboratory | 2
Analyzers, Point-of-Care, Whole Blood, Hematology | 2
Freezers, Pharmacy, Upright | 2
Chairs, Examination/Treatment, Podiatry | 2
Analyzers, Laboratory, Molecular Assay | 2
Analyzers, Laboratory, Hematology, Coagulation, Automated | 2
Hand Drills | 2
Lights, Examination, Wall-Mounted | 2
Analyzers, Laboratory, Blood, Glycated Hemoglobin | 2
Clippers, Hair, Electric, Preoperative | 2
Healthcare Equipment Movers, Bed/Stretcher | 2
Analyzers, Laboratory, Immunoassay, Photometric, Enzyme (EIA) | 2
Heart-Lung Support Units | 2
Analyzers, Laboratory, Microbiology, Susceptibility, Automated | 2
Carts, Storage/Transport, Surgical Instrument | 2
Laparoscopes | 2
Apheresis Units, Therapeutic | 2
Lasers, Carbon Dioxide, Surgical/Dermatologic | 2
Dryers, Medical Device | 2
Cameras, Photographic, Microscope | 2
Auxiliary Displays, Touchscreen | 2
Analgesia Units, Inhalation | 2
Image Storage Devices | 2
Circulatory Assist Units, Cardiac, Ventricular | 2
Incubators, Infant, Transport | 2
Liquid-Dispensing Systems, Pharmaceutical | 2
Catheters, Cardiac, Electrophysiology | 2
Cleaning/Lubricating Units, Dental Handpiece | 2
Controllers, Specialty Bed/Mattress System | 2
Cameras, Photographic, Ophthalmic, Fundus | 2
Centrifugal Blood Cell Processors, Autologous Platelet Separation | 2
Microwave Therapy Systems, Tissue Ablation, Interstitial | 2
Analyzers, Physiologic, Somnography | 2
Endoscopes, Rigid | 2
Arthroscopes | 2
Air Compressors | 2
Baths, Water, Laboratory | 2
Exercisers, Aerobic, Elliptical Motion, Recumbent | 2
Cooling Units | 2
Scanning Systems, Ultrasonic, Small-Parts | 1
Scanning Systems, Laser, Optical, Coherence, Tomography, Intravascular | 1
Ophthalmoscopes, Scanning Laser | 1
Scanning Systems, Ultrasonic, Vascular Access | 1
Tables, Instrument | 1
Radiofrequency Therapy Systems | 1
Probes, Gamma Radiation Detection, Lymphatic Mapping | 1
Refrigerators, Food, Undercounter | 1
Patient Transfer Aids, Lateral Transfer | 1
Sinks | 1
Reader/Digitizers, Molecular Assay, Microarray | 1
Radiofrequency Therapy Systems, Tissue Ablation | 1
Workstations, Cardiac Catheterization Laboratory | 1
Slide Stainers, Microbiology | 1
Radiographic Units, Dental, Extraoral | 1
Radiofrequency Therapy Systems, Tissue Ablation, Bronchial | 1
Monitors, Video, High Definition | 1
Phototherapy Units, Visible Light, Perineal Heat | 1
Radiographic/Fluoroscopic Systems, Urologic | 1
Monitors, Physiologic, Neurology, Intraoperative | 1
Scanning Systems, Computed Tomography/Gamma Camera, Single Photon Emission Tomography | 1
Radiofrequency Therapy Systems, Tissue Ablation, Intervertebral Disk | 1
Osmometers, Freezing Point | 1
Traction Units | 1
Waste-Disposal Units | 1
Respirators, Air-Purifying, Particulate/Gas/Vapor | 1
Scanning Systems, Ultrasonic, Mammographic | 1
Power Systems, Electrical | 1
Pumps, Irrigation, Catheter | 1
Sphygmomanometers, Electronic, Automatic, Oscillometric | 1
Scanning Systems, Ultrasonic, Vascular | 1
Sphygmomanometers, Electronic, Automatic, Wrist | 1
Monitors, Physiologic, Respiration, Ventilation/Apnea, Bedside/Intraoperative | 1
Ophthalmoscope/Otoscope/Retinoscope Handles | 1
Stretchers | 1
RADIOFREQUENCY/MICROWAVE THERAPY SYSTEMS, DIATHERM | 1
Monitors, Physiologic, Hemodynamic, Telemetric | 1
Ultrasound Therapy Systems, Physical Therapy | 1
Warming Units, Microscope Slide | 1
Standing Frames, Mobile | 1
STRETCHERS, NON-ELECTRIC | 1
Physiologic Monitor Modules, Electrocardiography | 1
Warming/Cooling Units, Laboratory | 1
Saws, Surgical, Bone, Electric, Sagittal | 1
Orthopedic Cement Extraction Systems | 1
Stereotactic Systems, Image-Guided, Cardiac Mapping/Ablation | 1
Pumps, Alternating-Pressure Pad | 1
NON-CLINICAL EQUIPMENT, CALL CORD | 1
Tables, Examination/Treatment, Adjustable, Orthopedic, Traction | 1
Scales, Clinical | 1
Scanning Systems, Ultrasonic, Endoscopic | 1
Printer/Graphic Recorders | 1
Ovens, Food Service | 1
OXYGEN-AIR PROPORTIONERS | 1
Recorders, Physiologic, Blood Pressure | 1
Stimulators, Caloric, Physical Therapy, Fluidized Medium | 1
Workstations | 1
Stimulators, Caloric, Vestibular Function | 1
Pumps, Irrigation | 1
Stimulators, Electrical, Cardiac, Diagnostic | 1
Television Sets, Hospital | 1
Vibrators | 1
Morcellators, Endoscopic | 1
Stimulators, Electrical, Neuromuscular, Dysphagia | 1
Printers, Label, Bar-Code | 1
Electrical Conductivity Meters, Dialysate | 1
Information Systems, Data Management, Patient Portal | 1
Analyzers, Physiologic, Neuromuscular Function, Posturographic | 1
Baths, Water, Molded Plastic Splint | 1
Dosimeters, Radiation | 1
Electrical Power Strips | 1
Lithotripters, Intracorporeal, Electrohydraulic | 1
Centrifuges, Tabletop, Low-Speed, Nonrefrigerated, Cytologic | 1
Exercisers, Aerobic, Stationary Bicycle, Recumbent | 1
Centrifuges, Tabletop, Low-Speed, Refrigerated | 1
Commodes, Fixed | 1
Centrifuges, Tabletop, Ultrahigh-Speed, Refrigerated | 1
Monitors, Electrical Safety, Line Isolation | 1
Arthroscopic Shaver Systems | 1
Embolectomy/Thrombectomy Systems, Hydrodynamic, Intravascular | 1
Cryotherapy Systems, Tissue Ablation, Cardiac | 1
Manometers | 1
Drivers | 1
Incubators, Laboratory, Anaerobic | 1
Irrigation/Distention Systems, Hysteroscopic | 1
Endoscopes, Flexible | 1
Electromechanical Surgical Units, Neurology | 1
Demagnetizers, Surgical Instrument | 1
Computer-Aided Detection Systems, Pathology Slide, Blood Cell Classification | 1
Heating Units, Hot-Pack | 1
Exercisers, Aerobic, Stationary Bicycle, Upright | 1
Air Cleaners, Particulate, High-Efficiency Filter, Mobile | 1
Electromyographs | 1
Analyzers, Physiologic, Visual Function, Visual Acuity/Macular Integrity, Bright Light | 1
Densitometers, Bone | 1
Lights, Germicidal, Ultraviolet | 1
Lasers | 1
Dryers, Medical-Air, Refrigerating | 1
Aspirators, Surgical, Liposuction | 1
Lithotripters, Intracorporeal, Impact | 1
Hot Plates | 1
Exercisers, Muscle Strength, Lever/Pulley-Cable, Lower Limb, Leg Press | 1
Lasers, Excimer, Angioplasty | 1
Microscopes, Light, Examination, Ophthalmology, Specular | 1
Analyzers, Physiologic, Peristaltic Motility, Esophageal | 1
Microscopes, Light, Operating | 1
Lasers, Nd:YAG, Frequency-Doubled, Ophthalmic | 1
Analyzers, Laboratory, Immunoassay | 1
Chairs, Mammography | 1
Microscopes, Light, Operating, Otorhinolaryngology | 1
Exercisers, Aerobic, Upper/Lower Limb, Cycler | 1
Catheters, Vascular, Guiding | 1
Lifts, Patient Transfer, Overhead Track | 1
Analyzers, Laboratory, Mass Spectrometry, Microorganism Identification | 1
Analyzers, Physiologic, Body Composition | 1
Moist Heat Therapy Pack Conditioners | 1
Bronchoscopes | 1
Amalgamators | 1
Corneal Topography Systems | 1
Enteroscopes, Video | 1
Lights, Examination, Ceiling-Mounted | 1
Cameras, Photographic, Ophthalmic, Fundus, Non-Mydriatic | 1
Electrosurgical Units, Monopolar/Bipolar, Argon-Enhanced Coagulation | 1
Exercisers | 1
Analyzers, Physiologic, Respiratory Function Mechanics, Adult | 1
Monitors, Physiologic, Electrocardiography, Bedside | 1
Exercisers, Balance, Parallel Bars | 1
Cast Cutter Vacuums | 1
Grand Total | 18147

## Asset List
Customer Asset ID | Manufacturer | Asset Model Name | Serial Number | Asset Type
B17018 | Mindray | SC5-1Ns | HX5X0B000939 | Transducers, Ultrasonic
BS32220 | Mindray | C5-1s | CB3D02024401 | Transducers, Ultrasonic
BS32219 | Mindray | L11-3VNs | CR1A9C001880 | Transducers, Ultrasonic
B17020 | Mindray | SP5-1s | CR1A15003386 | Transducers, Ultrasonic
B17023 | Mindray | L12-3RCS ULTRASONIC TRANSDUCER (FDA) | HP8R11004504 | Transducers, Ultrasonic
B17024 | Mindray | SP5-1Ns | HN4C12000840 | Transducers, Ultrasonic
BN23514 | FUJIFILM SonoSite Inc | L25x | 03BK9T | Transducers, Ultrasonic
B17014 | Mindray | SC5-1Ns | HX5X09000798 | Transducers, Ultrasonic
BS20320 | FUJIFILM SonoSite Inc | SonoSite S-Fast | 03J4WK | Scanning Systems, Ultrasonic, Portable
B17017 | Mindray | SP5-1Ns | HN4C11000770 | Transducers, Ultrasonic
B17033 | Mindray | SP5-1s | CR1A15003390 | Transducers, Ultrasonic
BS32225 | Mindray | SP5-1s | CB3C9C027567 | Transducers, Ultrasonic
BN18519 | GE Healthcare | IC5-9-D | 20967WX4 | Transducers, Ultrasonic
BS32224 | Mindray | C5-1s | Cb3d03024842 | Transducers, Ultrasonic
bs34275 | Mindray | C5-1s | NSN | Transducers, Ultrasonic
BN17941 | FUJIFILM SonoSite Inc | L25x | 03HVH2 | Transducers, Ultrasonic
B16031 | Nanosonics | Trophon 2 | 360067-020 | Disinfectors, Vapor Germicide, Ultrasonic Transducer Probe
A58131 | Mindray | ME8 | JH7-14000201 | Scanning Systems, Ultrasonic, Portable
BS20321 | FUJIFILM SonoSite Inc | SonoSite S-Fast | 03J5CF | Scanning Systems, Ultrasonic, Portable
BS34196 | GE Healthcare | LOGIQ E10 | 531769US8 | Scanning Systems, Ultrasonic, General-Purpose
BS20319 | FUJIFILM SonoSite Inc | SonoSite S-Fast | 03HMRB | Scanning Systems, Ultrasonic, Portable
A58137 | GE Healthcare | OEC Elite | FAXXTE01149 | Radiographic/Fluoroscopic Units, Mobile
BS34298 | GE Healthcare | LOGIQ P9 | LP9490165 | Scanning Systems, Ultrasonic, General-Purpose
BS34315 | GE Healthcare | L4-12t-RS | 1183828WX1 | Transducers, Ultrasonic
BS34316 | GE Healthcare | L8-18i-RS | 307703WP9 | Transducers, Ultrasonic
BN29777 | GE Healthcare | 4C-RS | 420101WX8 | Transducers, Ultrasonic
BN25852 | GE Healthcare | 12L-RS | 75272YP5 | Transducers, Ultrasonic
BN29779 | GE Healthcare | 12L-RS | 420105WX9 | Transducers, Ultrasonic
BS34313 | GE Medical Systems | C1-6-D | 437742YP0 | Transducers, Ultrasonic
BN29780 | GE Healthcare | 12L-RS | 75272YP5A | Transducers, Ultrasonic
BN29976 | GE Healthcare | L8-18i-RS | 156332YP9 | Transducers, Ultrasonic
BS34314 | GE Healthcare | L3-12-RS | 1184535WX1 | Transducers, Ultrasonic
B17022 | Mindray | SC5-1Ns | HX5X08000663 | Transducers, Ultrasonic
B17029 | Mindray | C5-1s | CB3D13040392 | Transducers, Ultrasonic
BS32221 | Mindray | SP5-1s | CB3C9C027531 | Transducers, Ultrasonic
B17028 | Mindray | SP5-1s | CB3C14048741 | Transducers, Ultrasonic
B17016 | Mindray | SP5-1s | CR1A15003386 | Transducers, Ultrasonic
B17010 | Mindray | SC5-1Ns | HX5X09000800 | Transducers, Ultrasonic
BS34120 | FUJIFILM SonoSite Inc | L25x | 03HVH2 | Transducers, Ultrasonic
| Philips Healthcare | X8-2t | F052ZP | Transducers, Ultrasonic
A58130 | Mindray | ME8 | JH7-14000198 | Scanning Systems, Ultrasonic, Portable
bs34274 | Mindray | SC5-1Ns | HX5X21003767 | Transducers, Ultrasonic
A58117 | NMI (New Medical Imaging) | FXDR-3643VAW PLUS | VFEBDU015 | Detectors, X-Ray, Digital Radiography
A58129 | Mindray | ME8 | JH7-14000200 | Scanning Systems, Ultrasonic, Portable
| Sun Nuclear | SRS MapCHECK Package | 241629001 | Radiographic Quality Assurance Devices
BN29672 | GE Healthcare | L4-12t-RS | 829463WX9 | Transducers, Ultrasonic
BS18817 | Siemens Healthcare | SOMATOM Definition AS | 400-543167 | Scanning Systems, Computed Tomography
ATAG A58164 | Nanosonics | Trophon 2 | 972683-009 | Disinfectors, Vapor Germicide, Ultrasonic Transducer Probe
ATAG A58165 | GE Healthcare | LOGIQ E10 | LEP440385 | Scanning Systems, Ultrasonic, General-Purpose
ATAG A58166 | Siemens Healthcare | Ysio | 400-886226 | Radiographic Systems, Digital
BS20350 | Shimadzu Medical Systems | RADspeed Pro | 502-23588 | Radiographic Systems, Digital
B16035 | Nanosonics | Trophon 2 | 360067-004 | Disinfectors, Vapor Germicide, Ultrasonic Transducer Probe
B16029 | Nanosonics | Trophon 2 | 360067-019 | Disinfectors, Vapor Germicide, Ultrasonic Transducer Probe
Bn29531 | FUJIFILM SonoSite Inc | P21x | 03NWX9 | Transducers, Ultrasonic
Bn25310 | FUJIFILM SonoSite Inc | L25x | 03xjpd | Transducers, Ultrasonic
BS31111 | GE Healthcare | C1-5-D | 298500YP0 | Transducers, Ultrasonic
A58214 | Siemens Healthcare | Ysio | 400-845715 | Radiographic Systems, Digital
B16010 | Nanosonics | Trophon 2 | 386369-007 | Disinfectors, Vapor Germicide, Ultrasonic Transducer Probe
| Agfa HealthCare | Dura-Line XD+ 14 | VFABDU002 | Detectors, X-Ray, Digital Radiography
BS22262 | HOLOGIC INC | Horizon Ci | 200610 | Densitometers, Bone, X-Ray, Dual-Energy Absorptiometry
| Siemens Healthcare | Ysio Detector | 2513EU | Batteries
BS18995 | Agfa HealthCare | DX-D 40C | V5DAFW190 | Detectors, X-Ray, Digital Radiography
B24899 | HOLOGIC INC | Genius 3D Mammography Exam | 3DM160101358 | Radiographic Systems, Digital, Mammographic
B24900 | HOLOGIC INC | Genius 3D Mammography Exam | 3DM160101286 | Radiographic Systems, Digital, Mammographic
B16043 | Nanosonics | Trophon 2 | 360068-005 | Disinfectors, Vapor Germicide, Ultrasonic Transducer Probe
B16016 | Nanosonics | Trophon 2 | 386369-022 | Disinfectors, Vapor Germicide, Ultrasonic Transducer Probe
B29001 | FUJIFILM SonoSite Inc | SonoSite X-Porte | 041ZY8 | Scanning Systems, Ultrasonic, Portable
B16024 | Nanosonics | Trophon 2 | 386369-026 | Disinfectors, Vapor Germicide, Ultrasonic Transducer Probe
BS-32185 | FUJIFILM SonoSite Inc | ICTx | 04TF56 | Transducers, Ultrasonic
BS-32210 | FUJIFILM SonoSite Inc | ICTx | 04Q688 | Transducers, Ultrasonic
B16011 | Nanosonics | Trophon 2 | 386369-016 | Disinfectors, Vapor Germicide, Ultrasonic Transducer Probe
B16033 | Nanosonics | Trophon 2 | 386369-018 | Disinfectors, Vapor Germicide, Ultrasonic Transducer Probe
B16044 | Nanosonics | Trophon 2 | 360068-002 | Disinfectors, Vapor Germicide, Ultrasonic Transducer Probe
A58196 | GE Healthcare | Voluson E10 | E78118 | Scanning Systems, Ultrasonic, General-Purpose
A58200 | GE Healthcare | Voluson E8 | E45262 | Scanning Systems, Ultrasonic, General-Purpose
A58198 | GE Healthcare | Voluson E8 | E45260 | Scanning Systems, Ultrasonic, General-Purpose
A58197 | GE Healthcare | Voluson E8 | E45621 | Scanning Systems, Ultrasonic, General-Purpose
B19021 | GE Medical Systems | RIC5-9-D | 210965KR0 | Transducers, Ultrasonic
BS25330 | FUJIFILM SonoSite Inc | SonoSite X-Porte | 041ZY8 | Scanning Systems, Ultrasonic, Portable
BN29518 | GE Medical Systems | RAB6-D 4D | 547807WX8 | Transducers, Ultrasonic
BS34066 | GE Medical Systems | RIC5-9-D | 260285KR2 | Transducers, Ultrasonic
B17084 | Philips Healthcare | EPIQ Elite | US921B0060 | Scanning Systems, Ultrasonic, General-Purpose
BN29525 | GE Healthcare | C1-5-D | 228639YP1 | Transducers, Ultrasonic
BN29708 | GE Medical Systems | RAB6-D 4D | 458182WX3 | Transducers, Ultrasonic
B24927 | GE Medical Systems | C1-6-D | 343754Y8 | Transducers, Ultrasonic
BN29902 | GE Medical Systems | RIC5-9-D | 210704KR3 | Transducers, Ultrasonic
BS34067 | GE Medical Systems | RAB6-D 4D | 915723WX1 | Transducers, Ultrasonic
| FUJIFILM SonoSite Inc | C5-1 Transducer | 05X65Y | Transducers, Ultrasonic
A58265 | FUJIFILM SonoSite Inc | C5-1 Transducer | 05X5Z2 | Transducers, Ultrasonic
A58266 | FUJIFILM SonoSite Inc | IC10-3 | 05TH1R | Transducers, Ultrasonic
| FUJIFILM SonoSite Inc | IC10-3 | 05XFP8 | Transducers, Ultrasonic
BS32203 | Siemens Healthcare | Multix TOP ACSS | 400-125820 | Radiographic Systems, Film
BL-23403 | Philips Healthcare | X5-1 | FOCC8F | Transducers, Ultrasonic
A58121 | Mindray | ME8 | JH7-25000486 | Scanning Systems, Ultrasonic, Portable
BS24767 | Maxant Technologies, Inc. | Techline | 158844 | View Boxes, X-Ray
BS34318 | GE Medical Systems | RAB2-6-RS | 1161799WX0 | Transducers, Ultrasonic
BS34317 | GE Medical Systems | RIC5-9A-RS | 291914KR0 | Transducers, Ultrasonic
BS24770 | Maxant Technologies, Inc. | Techline | B29216 | View Boxes, X-Ray
| Brainlab, Inc. | Curve | 5001024001 | Stereotactic Systems, Image-Guided, Surgical, Multiprocedure
BS34299 | GE Healthcare | Voluson P8 | VP8202204 | Scanning Systems, Ultrasonic, General-Purpose
BS34082 | Mindray | TE7 | CD7-03002683 | Scanning Systems, Ultrasonic, Portable
B16030 | Nanosonics | Trophon 2 | 360067-021 | Disinfectors, Vapor Germicide, Ultrasonic Transducer Probe
BL18872 | FUJIFILM SonoSite Inc | L25x | 04CYBT | Transducers, Ultrasonic
A58177 | NMI (New Medical Imaging) | FXDR-3643VAW PLUS | VJABDE228 | Detectors, X-Ray, Digital Radiography
BS22265 | Siemens Healthcare | Artis Zee | 400-494667 | Radiographic/Fluoroscopic Systems, Angiography/Interventional
| Siemens Healthcare | Ysio Detector | 2514dg | Batteries
BS22852 | Siemens Healthcare | Multix TOP ACSS | 400-195786 | Radiographic Systems, Film
BS22674 | GE Healthcare | LOGIQ P9 | LP9370251 | Scanning Systems, Ultrasonic, General-Purpose
BS22674 | GE Healthcare | LOGIQ P9 | LP9370251 | Scanning Systems, Ultrasonic, General-Purpose
A58262 | FUJIFILM SonoSite Inc | Sonosite PX | 05Y32J | Scanning Systems, Ultrasonic, Portable
BS34162 | GE Healthcare | OEC ELITE CFD ERGO C | FAHXTX00082 | Radiographic/Fluoroscopic Units, Mobile
BN29867 | Mindray | C4-1U | VQL86000098 | Transducers, Ultrasonic
BS34572 | FUJIFILM SonoSite Inc | HFL38x | 0413xh | Transducers, Ultrasonic
| Eaton Corporation | 5P 850 | G111R16293 | Power Systems, Electrical, Uninterruptible
BN29670 | GE Healthcare | L4-12t-RS | 829457WX1 | Transducers, Ultrasonic
| Eaton Corporation | 5P 850 | G294H03054 | Power Systems, Electrical, Uninterruptible
BS34009 | Mindray | TE7 | CD7-03002626 | Scanning Systems, Ultrasonic, Portable
BS34006 | Mindray | TE7 | CD7-03002637 | Scanning Systems, Ultrasonic, Portable
BN17783 | FUJIFILM SonoSite Inc | HFL38x | 03M4F6 | Transducers, Ultrasonic
BN25091 | Philips Healthcare | X7-2t | B1V301 | Transducers, Ultrasonic
BS34344 | Philips Healthcare | X7-2t | F07YJT | Transducers, Ultrasonic
BS34217 | Mindray | L7-3S | CB3M12117794 | Transducers, Ultrasonic
BS18984 | Philips Healthcare | EPIQ 7C | US916B0427 | Scanning Systems, Ultrasonic, Cardiac
Bn17790 | FUJIFILM SonoSite Inc | C60x | 03m2y3 | Transducers, Ultrasonic
BS33055 | BC Group International Inc | ULT-2020 | 733123459 | Testers, Leakage Current, Ultrasonic Transducer Probe/Lead
BS25036 | Mindray | Z.One Pro | 33548C516G | Scanning Systems, Ultrasonic, General-Purpose
| BC Group International Inc | ULT-2020 | 733124374 | Testers, Leakage Current, Ultrasonic Transducer Probe/Lead
A58177 | Shimadzu Medical Systems | SM-9135 | 2408B00238 | Detectors, X-Ray, Digital Radiography
BS32483 | BC Group International Inc | ULT-2020 | 733124186 | Testers, Leakage Current, Ultrasonic Transducer Probe/Lead
BS34245 | BC Group International Inc | ULT-2020 | 733124804 | Testers, Leakage Current, Ultrasonic Transducer Probe/Lead
B17053 | Mindray | L12-4s | CAYE17120070 | Transducers, Ultrasonic
BN29653 | Site | Site-Rite Prevue | DYAYQ006 | Scanning Systems, Ultrasonic, Vascular Access
A58210 | GE Healthcare | Vivid S70N | 128468S70N | Scanning Systems, Ultrasonic, Cardiac
BN30096 | Philips Healthcare | S5-1 | B1RV4F | Transducers, Ultrasonic
BS30182 | Mindray | TE7 | CD7-93001260 A-TAG A47545 | Scanning Systems, Ultrasonic, Portable
BS20214 | Siemens Healthcare | Multix Fusion | 400-164768 | Radiographic Systems, Digital
BS22673 | GE Healthcare | Voluson P8 | VP8803909 | Scanning Systems, Ultrasonic, General-Purpose
BS-34005 | Mindray | SP5-1s | 9SC02029313 | Transducers, Ultrasonic
197245 | Mindray | C5-1s | CV3D02024389 | Transducers, Ultrasonic
B17089 | Philips Healthcare | eL18-4 | 453561668697 | Transducers, Ultrasonic
B24917 | GE Medical Systems | C1-6-D | 35745OYP6 | Transducers, Ultrasonic
B24928 | GE Medical Systems | RAB6-D 4D | 833439WX3 | Transducers, Ultrasonic
BL-23053 | FUJIFILM SonoSite Inc | C60x | 03WW66NIPX7 | Transducers, Ultrasonic
B17088 | Philips Healthcare | D2cwc | F03D6W | Transducers, Ultrasonic
BN29813 | Fuji Medical Systems USA Inc | rC60xi | 03M1P5 | Transducers, Ultrasonic
B24921 | GE Medical Systems | C1-6-D | 342197YP0 | Transducers, Ultrasonic
B29099 | GE Medical Systems | LOGIQ e | 236398WX4 | Scanning Systems, Ultrasonic, Portable
A58212 | HOLOGIC INC | Affirm Breast Biopsy System | 82008203751 | Stereotactic Systems, Image-Guided, Biopsy, Mammographic
BN-29981 | GE Healthcare | RAB4-8-RS | 175354KR0 | Transducers, Ultrasonic
B24677 | GE Medical Systems | RAB6-D 4D | 832344WX6 | Transducers, Ultrasonic
B24920 | GE Medical Systems | RIC5-9-D | 251563KR3 | Transducers, Ultrasonic
BS-34216 | St. Jude Medical | P4-1C | 15046P4X1211 | Transducers, Ultrasonic
BS34024 | Mindray | C5-1s | 9SD02024294 | Transducers, Ultrasonic
BS-34024 | Mindray | L14-6Ns Linear Array Transducer | CB2P15036889 | Transducers, Ultrasonic
B17086 | Philips Healthcare | eL18-4 | F03F12 | Transducers, Ultrasonic
B17142 | GE Medical Systems | C1-6-D | 408872YP0 | Transducers, Ultrasonic
B17140 | GE Healthcare | 9L-D | 261187WP9 | Transducers, Ultrasonic
B17145 | GE Medical Systems | C1-6-D | 406560YP3 | Transducers, Ultrasonic
B24679 | GE Medical Systems | RIC5-9-D | 25156KR6 | Transducers, Ultrasonic
B24922 | GE Medical Systems | RAB6-D 4D | 82333WX9 | Transducers, Ultrasonic
B24678 | GE Medical Systems | C1-6-D | 343736YP5 | Transducers, Ultrasonic
BS22303 | Siemens Healthcare | UROSKOP Omnia Max | 400-512488 | Radiographic/Fluoroscopic Systems, Urologic
BN29936 | Siemens Healthcare | 18L6 HD | 81610544 | Transducers, Ultrasonic
BS25459 | Mindray | Resona 7 | 7V-91001247 | Scanning Systems, Ultrasonic, General-Purpose
BS34254 | Mindray | C4-1U | VQL04000296 | Transducers, Ultrasonic
A58230 | Siemens Healthcare | Ysio | 400-845717 | Radiographic Systems, Digital
157855 | Philips Healthcare | D2cwc | D2KMV1 | Transducers, Ultrasonic
157863 | GE Healthcare | TE-100024 | 11K2109 | Transducers, Ultrasonic
157897 | GE Healthcare | TE-100024 | 11K1159 | Transducers, Ultrasonic
157857 | GE Healthcare | TE-100024 | 11AB728 | Transducers, Ultrasonic
BS34225 | Mindray | L9-3U | 9TJ1B014893 | Transducers, Ultrasonic
157867 | GE Healthcare | TE-100024 | 11AA1526 | Transducers, Ultrasonic
BN27818 | GE Medical Systems | 12S-D | 124734PD5 | Transducers, Ultrasonic
BS34241 | Mindray | P10-4U | VQQ19000196 | Transducers, Ultrasonic
BN30097 | Philips Healthcare | S12-4 | B1RFFH | Transducers, Ultrasonic
B17176 | GE Medical Systems | 4Vc-D | 421138YP9 | Transducers, Ultrasonic
BS34239 | Mindray | L9-3U | 9TJ1B014748 | Transducers, Ultrasonic
BS34253 | Mindray | C4-1U | VQL21000407 | Transducers, Ultrasonic
BL23046 | GE Healthcare | 9L-D | 214926WP8 | Transducers, Ultrasonic
157864 | GE Healthcare | TE-100024 | 11M2729 | Transducers, Ultrasonic
157862 | Philips Healthcare | D2cwc | B1QM45 | Transducers, Ultrasonic
BS34226 | Mindray | L14-5WU | HX9C1A002980 | Transducers, Ultrasonic
BS34110 | Hitachi Ltd | Arietta 850 | G3159550 | Scanning Systems, Ultrasonic, General-Purpose
BN27810 | GE Medical Systems | 4C | 90094WX4 | Transducers, Ultrasonic
BS34240 | Mindray | L14-5WU | HX9C1A002977 | Transducers, Ultrasonic
BN29834 | GE Healthcare | M5Sc-D | 2754 | Transducers, Ultrasonic
BN29852 | GE Healthcare | M4S | 105753PD8 | Transducers, Ultrasonic
BS34242 | Mindray | SP5-1U | CE1L1B058637 | Transducers, Ultrasonic
BN29735 | Zonare Medical Systems, Inc. | L14-5sp | 13133HX116K | Transducers, Ultrasonic
BN29669 | GE Healthcare | L10-22-RS | 822539WX3 | Transducers, Ultrasonic
BN29668 | GE Healthcare | C1-5-RS | 814885WX0 | Transducers, Ultrasonic
BN29734 | Zonare Medical Systems, Inc. | C9-3 | 13054C9X116L | Transducers, Ultrasonic
BN29671 | GE Healthcare | L3-12-RS | 822403WX2 | Transducers, Ultrasonic
BN29736 | Mindray | L14-5w | 13145WX116A | Transducers, Ultrasonic
BN17792 | GE Healthcare | 9L-D | 58466YP4 | Transducers, Ultrasonic
BN27815 | GE Medical Systems | M5S-D | 000021091 | Transducers, Ultrasonic
B17141 | GE Medical Systems | 12S-D | 204134PD1 | Transducers, Ultrasonic
BS34244 | Mindray | SP5-1U | CR1L1A056957 | Transducers, Ultrasonic
BN30098 | Philips Healthcare | C5-1 Transducer | B1TVDZ | Transducers, Ultrasonic
BS34227 | Mindray | L9-3U | 9TJ1B014755 | Transducers, Ultrasonic
157865 | Mindray | CW2s | PYA21001119 | Transducers, Ultrasonic
BN27823 | GE Medical Systems | 12S-D | 124734PD5 | Transducers, Ultrasonic
BS34228 | Mindray | P7-3U | VQK82000289 | Transducers, Ultrasonic
BS34230 | Mindray | SP5-1U | CR1L19055973 | Transducers, Ultrasonic
BS34222 | Mindray | C4-1U | VQL04000293 | Transducers, Ultrasonic
BS34220 | Mindray | Resona 7 | KP3-1C000220 | Scanning Systems, Ultrasonic, General-Purpose
157840 | GE Healthcare | TE-100024 | 11G3414 | Transducers, Ultrasonic
BS34224 | Mindray | Resona 7 | KP3-1C000221 | Scanning Systems, Ultrasonic, General-Purpose
157866 | Mindray | CW2s | PYA13001032 | Transducers, Ultrasonic
BS34326 | Mindray | Resona 7 | KP3-24000314 | Scanning Systems, Ultrasonic, General-Purpose
BN25189 | GE Medical Systems | 12S-D | 58466YP4 | Transducers, Ultrasonic
BS34221 | Mindray | Resona 7 | KP3-1C000222 | Scanning Systems, Ultrasonic, General-Purpose
BS34219 | Mindray | Resona 7 | KP3-1C000223 | Scanning Systems, Ultrasonic, General-Purpose
BS34325 | Mindray | Resona 7 | KP3-25000363 | Scanning Systems, Ultrasonic, General-Purpose
BN25847 | GE Healthcare | 9L-D | 18446YP5 | Transducers, Ultrasonic
BN29971 | GE Medical Systems | M5S-D | A10F01T-02 | Transducers, Ultrasonic
B17143 | GE Medical Systems | 6S-D | 204965PD8 | Transducers, Ultrasonic
BS34229 | Mindray | L9-3U | 9TJ1B014890 | Transducers, Ultrasonic
BS34252 | Mindray | SP5-1U | CR1L21063101 | Transducers, Ultrasonic
BS34243 | Mindray | C4-1U | VQL04000294 | Transducers, Ultrasonic
BS34237 | Mindray | L14-5WU | HX9C1A002979 | Transducers, Ultrasonic
BS34223 | Mindray | L14-5WU | HX9C1A002870 | Transducers, Ultrasonic
157856 | GE Healthcare | TE-100024 | 11L2314 | Transducers, Ultrasonic
BN29956 | Mindray | L14-6Ns Linear Array Transducer | CB2P94024679 | Transducers, Ultrasonic
BN29957 | Mindray | C5-2s | 9KD95068594 | Transducers, Ultrasonic
B34622 | GE Healthcare | 12L-RS | 822948WX6 | Transducers, Ultrasonic
BN29958 | Mindray | P4-2s | VSM87028480 | Transducers, Ultrasonic
157876 | GE Medical Systems | RAB2-6-RS | 727974WX7 | Transducers, Ultrasonic
BS25391 | Mindray | TE7 | CD7-94001320 | Scanning Systems, Ultrasonic, Portable
B16037 | Nanosonics | Trophon 2 | 360067-022 | Disinfectors, Vapor Germicide, Ultrasonic Transducer Probe
B17151 | GE Healthcare | 4C-RS | 949811WX4 | Transducers, Ultrasonic
BN30364 | GE Healthcare | IC9-RS Probe | 916567x1 | Transducers, Ultrasonic
BS34719 | GE Healthcare | IC9-RS Probe | 870504WX8 | Transducers, Ultrasonic
BS34720 | GE Healthcare | IC9-RS Probe | 875051WX4 | Transducers, Ultrasonic
BN30362 | GE Healthcare | 4C-RS | 913991WX6 | Transducers, Ultrasonic
BS33788 | GE Healthcare | IC9-RS Probe | 866204WX1 | Transducers, Ultrasonic
BN30363 | GE Healthcare | IC9-RS Probe | 916620wx8 | Transducers, Ultrasonic
BN25222 | FUJIFILM SonoSite Inc | C60x | 03RKP6 | Transducers, Ultrasonic
BS22677 | GE Medical Systems | RIC5-9-D | 210476KR8 | Transducers, Ultrasonic
BS34091 | GE Healthcare | Voluson P8 | VP8806347 | Scanning Systems, Ultrasonic, General-Purpose
B16034 | Nanosonics | Trophon 2 | 386369-002 | Disinfectors, Vapor Germicide, Ultrasonic Transducer Probe
B16013 | Nanosonics | Trophon 2 | 386370-007 | Disinfectors, Vapor Germicide, Ultrasonic Transducer Probe
BS25018 | GE Healthcare | Voluson E6 | K603614 | Scanning Systems, Ultrasonic, General-Purpose
BN29985 | GE Healthcare | IC5-9-D | 815532WX7 | Transducers, Ultrasonic
BN30093 | Philips Healthcare | C5-1 Transducer | B1TKYJ | Transducers, Ultrasonic
B17130 | GE Medical Systems | C1-6-D | 406573YP6 | Transducers, Ultrasonic
BS25499 | GE Healthcare | IC5-9-D | 810741WX9 | Transducers, Ultrasonic
BN27811 | GE Healthcare | 9L | 18446YP5 | Transducers, Ultrasonic
BN29964 | Philips Healthcare | S5-1 | B2PH41 | Transducers, Ultrasonic
BN29667 | GE Medical Systems | RIC5-9A-RS | 247755KR2 | Transducers, Ultrasonic
BN30091 | Philips Healthcare | L12-3 | B1V3YV | Transducers, Ultrasonic
BN29898 | GE Healthcare | C1-5-D | 183822YP6 | Transducers, Ultrasonic
BS34256 | GE Healthcare | ML6-15-D | 289500WP1 | Transducers, Ultrasonic
BS34257 | GE Healthcare | ML6-15-D | 289553WP0 | Transducers, Ultrasonic
B17007 | GE Healthcare | IC5-9-D | 762255WX8 | Transducers, Ultrasonic
B16012 | Nanosonics | Trophon 2 | 386369-008 | Disinfectors, Vapor Germicide, Ultrasonic Transducer Probe
B16008 | Nanosonics | Trophon 2 | 386369-017 | Disinfectors, Vapor Germicide, Ultrasonic Transducer Probe
B16009 | Nanosonics | Trophon 2 | 386369-010 | Disinfectors, Vapor Germicide, Ultrasonic Transducer Probe
BS20179 | FUJIFILM SonoSite Inc | SonoSite M-OB/GYN Office | 03JPNV | Scanning Systems, Ultrasonic, Portable
B16041 | Nanosonics | Trophon 2 | 360068-008 | Disinfectors, Vapor Germicide, Ultrasonic Transducer Probe
BS15914 | FUJIFILM SonoSite Inc | SonoSite MicroMaxx | 039BGC | Scanning Systems, Ultrasonic, Portable
BS25314 | Mindray | M7 | CAQ-84002253 | Scanning Systems, Ultrasonic, Portable
BS32226 | Mindray | TE7 | CD7-02002355 | Scanning Systems, Ultrasonic, Portable
BS25415 | Siemens Healthcare | ACUSON S2000 | (21)211316 | Scanning Systems, Ultrasonic, General-Purpose
Bn29665 | GE Medical Systems | RIC5-9A-RS | 247746KR1 | Transducers, Ultrasonic
NA | GE Healthcare | IC9-RS Probe | 1810397WX8 | Transducers, Ultrasonic
A58234 | GE Healthcare | Voluson Performance 18 | VPX801230 | Scanning Systems, Ultrasonic, General-Purpose
| FUJIFILM SonoSite Inc | Sonosite PX | 05Y32T | Scanning Systems, Ultrasonic, Portable
BS32211 | Mindray | TE7 | 7S-9C004260 | Scanning Systems, Ultrasonic, Portable
BS-32211 | Mindray | TE7 | CD70102241 | Scanning Systems, Ultrasonic, Portable
BS17078 | FUJIFILM SonoSite Inc | SonoSite M-Turbo | 03BMLL | Scanning Systems, Ultrasonic, Portable
B29934 | GE Medical Systems | RAB6-D 4D | 544283WX5 | Transducers, Ultrasonic
BL23320 | GE Healthcare | 4C-RS | 917646WX2 | Transducers, Ultrasonic
BS34104 | GE Healthcare | C2-9-D | 366117YP0 | Transducers, Ultrasonic
BN-29906 | FUJIFILM SonoSite Inc | P21x | 0405cx | Transducers, Ultrasonic
B16018 | Nanosonics | Trophon 2 | 386370-006 | Disinfectors, Vapor Germicide, Ultrasonic Transducer Probe
BS34367 | Mindray | L11-3VNs | CR1A21004172 | Transducers, Ultrasonic
BS34284 | Mindray | L11-3VNs | CR1A1A003829 | Transducers, Ultrasonic
BS34017 | FUJIFILM SonoSite Inc | SonoSite Edge | 03TQHM | Scanning Systems, Ultrasonic, Portable
B16045 | Nanosonics | Trophon 2 | 386369-009 | Disinfectors, Vapor Germicide, Ultrasonic Transducer Probe
B16039 | Nanosonics | Trophon 2 | 360067-018 | Disinfectors, Vapor Germicide, Ultrasonic Transducer Probe
BS34014 | Mindray | L12-4s | CAYE04084602 | Transducers, Ultrasonic
Bs25379 | Mindray | TE7 | 7S-7B001588 | Scanning Systems, Ultrasonic, Portable
bs22672 | THALES GROUP | SKYPLATE | 1726A3 | Detectors, Beta/Gamma Radiation
BN29544 | Mindray | L12-4s | 9KD82054518 | Transducers, Ultrasonic
B39595 | FUJIFILM SonoSite Inc | C60e | 0393B7 | Transducers, Ultrasonic
BN29545 | Mindray | L12-4s | CAYE83045386 | Transducers, Ultrasonic
BS22685 | SIRONA | Orthophos XG5 | 370122 | Radiographic Units, Dental
BS22684 | Philips Healthcare | DuraDiagnost | SN170054 | Radiographic Systems, Digital
BS25443(#9) | Philips Healthcare | MobileDiagnost wDR | 77242229 | Radiographic Units, Mobile
BS22298 | Siemens Healthcare | SOMATOM Definition AS | 400-494734 | Scanning Systems, Computed Tomography
BS25084 | Philips Healthcare | MobileDiagnost wDR | 72217999 | Radiographic Units, Mobile
BN29641 | Agfa HealthCare | DX-D 40C | V5DAEV628 | Detectors, X-Ray, Digital Radiography
BS34116 (#11) | Philips Healthcare | MobileDiagnost wDR | 94556633 | Radiographic Units, Mobile
BS32183 | GE Healthcare | ML6-15-D | 230342WP8 | Transducers, Ultrasonic
B17001 | GE Healthcare | IC5-9-D | 649453WX8 | Transducers, Ultrasonic
| Exide Technologies | Powerware 5P-5PX 0-3000VA | n/a | Power Systems, Uninterruptible
| GE Healthcare | Xeleris | 817920XE3 | Workstations, Gamma Camera/Single Photon Emission Tomography
| Eaton Corporation | Powerware 93PM | 400-657479 | Power Systems, Electrical, Uninterruptible
BN29818 | Philips Healthcare | C5-1 Transducer | B3JWDP | Transducers, Ultrasonic
bs34276 | GE Healthcare | L2-9-D XDclear Linear Array Probe | 209783PD0 | Transducers, Ultrasonic
BS34373 | BK Medical | I12C4f Laparoscopic Transducer | 3154308 | Transducers, Ultrasonic
BN29996 | Philips Healthcare | C10-3V | B3JWHB | Transducers, Ultrasonic
BS25344 (room 4) | Eaton Corporation | 5P 850 | G294H25192 | Power Systems, Electrical, Uninterruptible
BS34001 | Mindray | SP5-1s | CB3C9C027549 | Transducers, Ultrasonic
157776 | GE Healthcare | L3-9i-D | BO-205019 | Transducers, Ultrasonic
NA | GE Healthcare | C1-5-RS | 1804548WX4 | Transducers, Ultrasonic
B17121 | GE Healthcare | L6-24-D PROBES ULTRASONIC | BT216180 | Transducers, Ultrasonic
B17123 | GE Medical Systems | C1-6-D | 406542YP1 | Transducers, Ultrasonic
BS25494 | Philips Healthcare | C5-1 Transducer | B3JGXH | Transducers, Ultrasonic
BS34368 | BK Medical | 13L4w Wide Linear Array Transducer | 3153629 | Transducers, Ultrasonic
B16028 | Nanosonics | Trophon 2 | 360067-016 | Disinfectors, Vapor Germicide, Ultrasonic Transducer Probe
BS22668 | GE Healthcare | Voluson P8 | WG028Y | Scanning Systems, Ultrasonic, General-Purpose
b17149 | Coroventis Research AB | CoroFlow | 2176 | Workstations, Cardiac Catheterization Laboratory
Bn18498 | FUJIFILM SonoSite Inc | C60x | 03ML3C | Transducers, Ultrasonic
163267 | GE Medical Systems | RAB2-6-RS | 806755WX5 | Transducers, Ultrasonic
Bn18499 | Fuji Medical Systems USA Inc | HFL50x | 03M448 | Transducers, Ultrasonic
BS25425 | FUJIFILM SonoSite Inc | SonoSite SII | 04F524 | Scanning Systems, Ultrasonic, Portable
BS34335 | Mindray | P7-3U | VQK11000562 | Transducers, Ultrasonic
BS34370 | BK Medical | X18L5s | 3154618 | Transducers, Ultrasonic
BS34286 | Philips Healthcare | X7-2t | B2F0Z2 | Transducers, Ultrasonic
BS25445 | Philips Healthcare | SkyPlate | 182893 | Detectors, X-Ray, Digital Radiography
BS34364 | BK Medical | I12C4f Laparoscopic Transducer | 3154254 | Transducers, Ultrasonic
BN29997 | Philips Healthcare | C9-2 | B3G7R6 | Transducers, Ultrasonic
B17124 | GE Healthcare | L2-9-D XDclear Linear Array Probe | 205211PD6 | Transducers, Ultrasonic
bn25092 | Philips Healthcare | X7-2t | B1V2XH | Transducers, Ultrasonic
BS22285 | UNFORS INSTRUMENTS | Unfors Xi | 144143 | Radiographic Quality Assurance Devices
B18325 | GE Healthcare | C3-10-D PROBES ULTRASONIC | 231391YP4 | Transducers, Ultrasonic
| KKT Kraus | KSC 215-L-U/S | S215.4001.02.374.1109 | Water Chillers
BS31112 | GE Healthcare | ML6-15-D | 263939WP1 | Transducers, Ultrasonic
BN29935 | Philips Healthcare | eL18-4 | B3KTYM | Transducers, Ultrasonic
B17129 | GE Healthcare | C2-9-D | 397184YP3 | Transducers, Ultrasonic
B17126 | GE Healthcare | C3-10-D PROBES ULTRASONIC | 405348YP4 | Transducers, Ultrasonic
BS34371 | BK Medical | N13C5, Curved Array Transducer | 3154735 | Components
B17128 | GE Healthcare | L6-24-D PROBES ULTRASONIC | BT216187 | Transducers, Ultrasonic
B17122 | GE Healthcare | C2-9-D | 397124YP9 | Transducers, Ultrasonic
B17127 | GE Healthcare | L2-9-D XDclear Linear Array Probe | 205200PD9 | Transducers, Ultrasonic
BS18988 | Siemens Healthcare | Artis Zee | 400-494664 | Radiographic/Fluoroscopic Systems, Angiography/Interventional
BS22286 | UNFORS INSTRUMENTS | Unfors Xi | 144143 | Radiographic Quality Assurance Devices
BS34236 | Siemens Healthcare | Digital Detector Pixium 3543 | 1719C6 | Detectors, X-Ray, Digital Radiography
BS22228 | GE Healthcare | LOGIQ E9 | LE9R114461 | Scanning Systems, Ultrasonic, General-Purpose
BS25357 | SIRONA | HELIODENT PLUS | 47602 | Radiographic Units, Dental, Intraoral
BS25356 | SIRONA | HELIODENT PLUS | 47542 | Radiographic Units, Dental, Intraoral
BS25011 | SIRONA | Orthophos XG5 | 329794 | Radiographic Units, Dental
bn29853 | Philips Healthcare | SkyPlate | 1604CZ | Detectors, X-Ray, Digital Radiography
BS32188 | QUANTEL MEDICAL, INC | Absolu A/B/S/UBM | 335 | Scanning Systems, Ultrasonic, Ophthalmic
BS22279 | Capintec, Inc. | CRC-25R | 252181 | Calibrators, Radiopharmaceutical
BS22281 | Capintec, Inc. | CRC-25R | 156662 | Calibrators, Radiopharmaceutical
BS34182 | Boston Scientific Corporation | EkoSonic ES CU4.0 | 84790521 | Angioplasty Systems, Atherectomy
BS25452 (room 3) | Eaton Corporation | 5P 850 | G294H20005 | Power Systems, Electrical, Uninterruptible
BS25377 | Mindray | Z.One Pro | 34581C517K | Scanning Systems, Ultrasonic, General-Purpose
BS34208 | Mindray | Z.One Pro | 943315910008 | Scanning Systems, Ultrasonic, General-Purpose
| Siemens Healthcare | Axiom Sensis | 400-602731 | Monitoring Systems, Physiologic, Cardiac Electrophysiology
A58174 | BC Group International Inc | ULT-2020 | 733123635 | Testers, Leakage Current, Ultrasonic Transducer Probe/Lead
BS25085 | Philips Healthcare | MobileDiagnost wDR | SN17200097 | Radiographic Units, Mobile
A58240 | Siemens Healthcare | Ysio | 11695 | Radiographic Systems, Digital
BS34088 | Siemens Healthcare | Digital Detector Pixium 3534 | 203727 | Detectors, X-Ray, Digital Radiography
BS34123 | Siemens Healthcare | Digital Detector Pixium 3543 | 2119F6 | Detectors, X-Ray, Digital Radiography
BS25451 (room 2) | Eaton Corporation | 5P 850 | G294F37039 | Power Systems, Electrical, Uninterruptible
BS20175 | FUJIFILM SonoSite Inc | SonoSite SII | 03D6H3 | Scanning Systems, Ultrasonic, Portable
BS18981 | Agfa HealthCare | DX-D 40C | V5DAEV624 | Detectors, X-Ray, Digital Radiography
BN29893 | GE Medical Systems | FlashPad | PUA509830 | Detectors, X-Ray, Digital Radiography
A58243 | TIMS Medical Div Foresight Imaging | TIMS 2000 SP | 9000903 | Workstations, Picture Archiving and Communication System
A58244 | TIMS Medical Div Foresight Imaging | TIMS 2000 SP | 9000904 | Workstations, Picture Archiving and Communication System
BS22662 | FUJIFILM SonoSite Inc | SonoSite SII | Q4Y877 | Scanning Systems, Ultrasonic, Portable
BS22304 | Agfa HealthCare | DX-D 40C | V5DAEV654 | Detectors, X-Ray, Digital Radiography
BS20192 | Capintec, Inc. | CRC-25R | 251895 | Calibrators, Radiopharmaceutical
BS18987 | Siemens Healthcare | SOMATOM Definition AS | 400-507061 | Scanning Systems, Computed Tomography
BS22261 | Siemens Healthcare | SOMATOM Definition Edge | 400-657474 | Scanning Systems, Computed Tomography
B16014 | Nanosonics | Trophon 2 | 386370-004 | Disinfectors, Vapor Germicide, Ultrasonic Transducer Probe
| Konica Minolta | AeroDR 3 HD 14 x 17 | A9YF-00500 | Detectors, X-Ray, Digital Radiography
BS25040 | SIRONA | HELIODENT PLUS | 36836 | Radiographic Units, Dental, Intraoral
BS25041 | SIRONA | Orthophos XG5 | 329772 | Radiographic Units, Dental
| Foresight Imaging | TIMS 2000 DICOM System | 8001-0611-MVPS-2000 | Workstations, Picture Archiving and Communication System
B17006 | GE Healthcare | IC5-9-D | 654377WX1 | Transducers, Ultrasonic
BS34004 | Mindray | C5-1s | CB3D03024812 | Transducers, Ultrasonic
BN29987 | Philips Healthcare | SkyPlate | 1937CW | Detectors, X-Ray, Digital Radiography
BS17857 | GE Medical Systems | Ventri | 817702VEN | Scanning Systems, Gamma Camera, Single Photon Emission Computed Tomography
BS18986 | Philips Healthcare | Affiniti 70 GI | US916F0505 | Scanning Systems, Ultrasonic, General-Purpose
bs25477 | Philips Healthcare | MobileDiagnost wDR | 19410100 | Radiographic Units, Mobile
BS23119 | HOLOGIC INC | Horizon Ci | 200605 | Densitometers, Bone, X-Ray, Dual-Energy Absorptiometry
B16007 | GE Healthcare | C1-5-D | 52942YP0 | Transducers, Ultrasonic
| Eaton Corporation | Powerware 93PM | 400-657475 | Power Systems, Electrical, Uninterruptible
BS25472 | Siemens Healthcare | MAGNETOM Aera | 400-561126 | Scanning Systems, Magnetic Resonance Imaging
BS32196 | American Power Conversion (APC) by Schneider Electric | APC Back-UPS ES Series | 3B0925X32175 | Power Systems, Electrical, Uninterruptible
B16040 | Nanosonics | Trophon 2 | 360067-029 | Disinfectors, Vapor Germicide, Ultrasonic Transducer Probe
BS25306 | Siemens Healthcare | Luminos Agile Max | 400-555724 | Radiographic/Fluoroscopic Systems, General-Purpose
BS23116 | Agfa HealthCare | DX-D 40C | V5DAEV659 | Detectors, X-Ray, Digital Radiography
BS22229 | GE Healthcare | LOGIQ E9 | LE9R107911 | Scanning Systems, Ultrasonic, General-Purpose
BS32197 / A54562 | Philips Healthcare | EPIQ Elite | US120C1517 | Scanning Systems, Ultrasonic, General-Purpose
| GE Medical Systems | FlashPad | UA46839-7 | Detectors, X-Ray, Digital Radiography
BS25321 | Siemens Medical Solutions | Multitom Rax | 400-555726 | Radiographic Systems, Digital
| GE Healthcare | IC5-9-D | 1030554WX8 | Transducers, Ultrasonic
A58201 | GE Healthcare | OEC Elite | FBXXTE03454 | Radiographic/Fluoroscopic Units, Mobile
| KKT Kraus | KSC 215-L-U/S | 20059 | Water Chillers
BS25319 | Siemens Healthcare | Luminos dRF Max | 400-555725 | Radiographic/Fluoroscopic Systems, General-Purpose
B16020 | Nanosonics | Trophon 2 | 386370-009 | Disinfectors, Vapor Germicide, Ultrasonic Transducer Probe
BS22561 | Siemens Healthcare | MAGNETOM Verio | 400-319909 | Scanning Systems, Magnetic Resonance Imaging
BS34187 | Siemens Healthcare | Ysio | 400-785680 | Radiographic Systems, Digital
bs34260 | Siemens Medical Solutions | Multitom Rax | 400-649106 | Radiographic Systems, Digital
BS34188 | Siemens Healthcare | MAX wi-D | 2004JE | Detectors, X-Ray, Digital Radiography
BS25460 | Mindray | Resona 7 | 7V-8C001233 | Scanning Systems, Ultrasonic, General-Purpose
BS-34002 | Mindray | TE7 | CD7-01002267 | Scanning Systems, Ultrasonic, Portable
BS25308 | Siemens Healthcare | MAX wi-D | 1706AF | Detectors, X-Ray, Digital Radiography
A58156 | Siemens Healthcare | MAGNETOM Sola | 400-817237 | Scanning Systems, Magnetic Resonance Imaging
BS32485 | Philips Healthcare | DigitalDiagnost | 83247428 | Radiographic Systems, Digital
A58242 | TIMS Medical Div Foresight Imaging | TIMS 2000 SP | 9000910 | Workstations, Picture Archiving and Communication System
BS34087 | Siemens Healthcare | Ysio | 400-648710 | Radiographic Systems, Digital
| Siemens Healthcare | Axiom Sensis | 103200 | Monitoring Systems, Physiologic, Cardiac Electrophysiology
BS18950 | Shimadzu Medical Systems | RADspeed Pro | 3M526370C004 | Radiographic Systems, Digital
BS34234 | Mindray | L11-3VNs | CR1A21004154 | Transducers, Ultrasonic
BS18985 | Philips Healthcare | Affiniti 70 GI | US916F0506 | Scanning Systems, Ultrasonic, General-Purpose
BS23110 | Siemens Healthcare | Luminos Agile Max | 400-494659 | Radiographic/Fluoroscopic Systems, General-Purpose
BS25071 | Siemens Healthcare | Ysio | 400-543169 | Radiographic Systems, Digital
B16015 | Nanosonics | Trophon 2 | 386370-005 | Disinfectors, Vapor Germicide, Ultrasonic Transducer Probe
BS25353 | Siemens Healthcare | Ysio | 400-555723 | Radiographic Systems, Digital
BN29869 | Mindray | L9-3U | 9TJ91003728 | Transducers, Ultrasonic
BS30183 | Mindray | C5-1s | CB3D91014362 | Transducers, Ultrasonic
BS30185 | Mindray | V11-3WS | ldl84006809 | Transducers, Ultrasonic
B16023 | Nanosonics | Trophon 2 | 386369-025 | Disinfectors, Vapor Germicide, Ultrasonic Transducer Probe
B17047 | Mindray | V11-3WS | LDL15013006 | Transducers, Ultrasonic
B17071 | GE Healthcare | Venue Go | VGC006087 | Scanning Systems, Ultrasonic, Portable
B16021 | Nanosonics | Trophon 2 | 386370-013 | Disinfectors, Vapor Germicide, Ultrasonic Transducer Probe
BS25378 | Mindray | TE7 | 7P-7A001536 | Scanning Systems, Ultrasonic, Portable
BS32229 | Mindray | TE7 | CD7-01002262 | Scanning Systems, Ultrasonic, Portable
B16036 | Nanosonics | Trophon 2 | 360067-027 | Disinfectors, Vapor Germicide, Ultrasonic Transducer Probe
BS22670 | Mindray | TE7 | CD7-96001550 | Scanning Systems, Ultrasonic, Portable
BN29666 | GE Medical Systems | RAB2-6-RS | 811279WX9 | Transducers, Ultrasonic
BN29967 | Mindray | C5-2s | 9KD97069741 | Transducers, Ultrasonic
BN29966 | Mindray | L14-6Ns Linear Array Transducer | CB2P95025039 | Transducers, Ultrasonic
BN29968 | Mindray | P4-2s | 9TX96036691 | Transducers, Ultrasonic
B17051 | Siemens Healthcare | Artis Q Ceiling-Mounted System | 400-605795 | Radiographic/Fluoroscopic Systems, Angiography/Interventional
B16032 | Nanosonics | Trophon 2 | 360067-023 | Disinfectors, Vapor Germicide, Ultrasonic Transducer Probe
bs22306 | Midmark | Preva DC | 21438 | Radiographic Units, Dental, Intraoral
B39150 | SIRONA | HELIODENT PLUS | 33778 | Radiographic Units, Dental, Intraoral
BS34283 | Philips Healthcare | MobileDiagnost wDR R2.2 | 21410362 | Radiographic Units, Mobile
BS34115 | Philips Healthcare | MobileDiagnost wDR | 94556631 | Radiographic Units, Mobile
BS22268 | Siemens Healthcare | Artis Zee Ceiling-Mounted System | 400-494663 | Radiographic/Fluoroscopic Systems, Angiography/Interventional
BS25466 | SIRONA | Orthophos XG5 | 330127 | Radiographic Units, Dental
BS13918 | Boston Scientific Corporation | AngioJet Ultra | U2565 | Embolectomy/Thrombectomy Systems, Hydrodynamic, Intravascular
B17048 | QUANTEL MEDICAL, INC | Linear Array Probe | 2928 | Transducers, Ultrasonic
BN30378 | QUANTEL MEDICAL, INC | Linear Array Probe | 2832 | Transducers, Ultrasonic
BS22266 | Siemens Healthcare | syngo X Workplace | 400-494661 | Workstations, Multiple Modality, Three-Dimensional Image
BS34081 | Mindray | TE7 | CD7-03002681 | Scanning Systems, Ultrasonic, Portable
157875 | GE Medical Systems | RIC5-9A-RS | 233965KR3 | Transducers, Ultrasonic
Bs23489 | FUJIFILM SonoSite Inc | P21x | 04051b | Transducers, Ultrasonic
BS34078 | Mindray | TE7 | CD7-03002672 | Scanning Systems, Ultrasonic, Portable
A58136 | GE Healthcare | OEC Elite | FAXXTE01147 | Radiographic/Fluoroscopic Units, Mobile
BN30357 | Mindray | L7-3S | CB3M09117470 | Transducers, Ultrasonic
BN30356 | Mindray | L11-3VNs | CR1A08002537 | Transducers, Ultrasonic
A36001 | FUJIFILM SonoSite Inc | SonoSite M-Turbo | 03KJCK | Scanning Systems, Ultrasonic, Portable
BN30358 | Mindray | L7-3S | CB3M07117228 | Transducers, Ultrasonic
BN30355 | Mindray | L11-3VNs | CR1A08002519 | Transducers, Ultrasonic
| Brainlab, Inc. | Curve | 5188722001 | Stereotactic Systems, Image-Guided, Surgical, Multiprocedure
BS18129 | FUJIFILM SonoSite Inc | SonoSite M-Turbo | WG028Y | Scanning Systems, Ultrasonic, Portable
BS20324 | Shimadzu Medical Systems | RADspeed Pro | 0364W45610 | Radiographic Systems, Digital
BS32202 | Siemens Healthcare | SOMATOM Definition Edge | 400-657477 | Scanning Systems, Computed Tomography
| Brainlab, Inc. | Curve | 5188622001 | Stereotactic Systems, Image-Guided, Surgical, Multiprocedure
BN24566 | GE Healthcare | IC5-9-D | 349392WX1 | Transducers, Ultrasonic
B16022 | Nanosonics | Trophon 2 | 386369-024 | Disinfectors, Vapor Germicide, Ultrasonic Transducer Probe
BS25396 | Philips Healthcare | DigitalDiagnost | 72806439 | Radiographic Systems, Digital
B16038 | Nanosonics | Trophon 2 | 360067-028 | Disinfectors, Vapor Germicide, Ultrasonic Transducer Probe
B16017 | Nanosonics | Trophon 2 | 386369-023 | Disinfectors, Vapor Germicide, Ultrasonic Transducer Probe
BS21758 | Siemens Healthcare | SOMATOM Definition AS | 400-507062 | Scanning Systems, Computed Tomography
BN29774 | GE Medical Systems | C1-6-D | 286650YP7 | Transducers, Ultrasonic
BS25429 | GE Healthcare | LOGIQ E10 | LE10500228US7 | Scanning Systems, Ultrasonic, General-Purpose
BS34200 | Mindray | C5-2s | 9KD05079361 | Transducers, Ultrasonic
BS25416 | HOLOGIC INC | Horizon Ci | 301468M | Densitometers, Bone, X-Ray, Dual-Energy Absorptiometry
BS25355 | SIRONA | Orthophos XG5 | 349599 | Radiographic Units, Dental
BS31110 | GE Healthcare | IC5-9-D | 683208WX3 | Transducers, Ultrasonic
BN29773 | GE Healthcare | ML6-15-D | 49416YP1 | Transducers, Ultrasonic
BN29772 | GE Healthcare | L2-9-D XDclear Linear Array Probe | 176570PD0 | Transducers, Ultrasonic
B16019 | Nanosonics | Trophon 2 | 386370-012 | Disinfectors, Vapor Germicide, Ultrasonic Transducer Probe
| Sun Nuclear | SRS MapCHECK Package | 141400001930 | Radiographic Quality Assurance Devices
| Sun Nuclear | Daily QA Check 3 | 6778111 | Radiographic Quality Assurance Devices
A47391 | Sun Nuclear | 3D Scanner | W237805003 | Dosimeters, Radiation
| Sun Nuclear | SRS MapCHECK Package | 141400001929 | Radiographic Quality Assurance Devices
| Sun Nuclear | SRS MapCHECK Package | 237747003 | Radiographic Quality Assurance Devices
| Sun Nuclear | SRS MapCHECK Package | 241629002 | Radiographic Quality Assurance Devices
| Sun Nuclear | Daily QA Check 3 | 240786002 | Radiographic Quality Assurance Devices
| Philips Healthcare | X8-2t | F0BJX0 | Transducers, Ultrasonic
BS22676 | GE Healthcare | LOGIQ e R8 | LER102169 | Scanning Systems, Ultrasonic, Portable
BS25492 | Varian Oncology Systems Div Varian Assoc Inc | Clinac iX | H293453 | Radiotherapy Systems, Linear Accelerator
BS34249 | Mindray | SP5-1U | CR1L29078049 | Transducers, Ultrasonic
| Philips Healthcare | X7-2t | F09WZF | Transducers, Ultrasonic
BN29870 | Mindray | P10-4U | VQQ84000053 | Transducers, Ultrasonic
BS34340 | Mindray | L9-3U | 9TJ26018777 | Transducers, Ultrasonic
| GE Healthcare | 6Tc | 87436 | Transducers, Ultrasonic
BN29872 | Mindray | SP5-1U | 9KL84011025 | Transducers, Ultrasonic
BN29866 | Mindray | C4-1U | VQL83000075 | Transducers, Ultrasonic
BN29868 | Mindray | L9-3U | 9TJ91003737 | Transducers, Ultrasonic
BS34250 | Mindray | L9-3U | 9TJ26018774 | Transducers, Ultrasonic
BN30094 | Philips Medical Systems Cardiac and Monitoring Syste | S8-3 | B1RDLX | Transducers, Ultrasonic
BS34330 | Mindray | C4-1U | VQL24000416 | Transducers, Ultrasonic
BS34338 | Mindray | C4-1U | VQL25000420 | Transducers, Ultrasonic
BN29988 | Mindray | L14-5WU | 9TH91001621 | Transducers, Ultrasonic
B17144 | GE Healthcare | 9L-D | 261178WP8 | Transducers, Ultrasonic
BN25226 | GE Healthcare | C1-5 | 115163YP8 | Probes, Ultrasonic
BS34336 | Mindray | P10-4U | VQQ19000205 | Transducers, Ultrasonic
BN29871 | Mindray | L14-5WU | 9TH91001633 | Transducers, Ultrasonic
BN29770 | GE Healthcare | C1-5-D | 74189YP2 | Transducers, Ultrasonic
BN30095 | Philips Healthcare | L12-3 | B1V3T6 | Transducers, Ultrasonic
BS34339 | Mindray | SP5-1U | CR1L29078052 | Transducers, Ultrasonic
BN29873 | Mindray | SP5-1U | 9KL84011030 | Transducers, Ultrasonic
BS34419 | BK Medical | 5C1e 5-1 MHz Curved Array | 3159954 | Transducers, Ultrasonic
| BK Medical | 6C2 | 3158195 | Transducers, Ultrasonic
A59028 | HOLOGIC INC | Trident HD | TRI2100872 | Radiographic Units, Specimen
B17098 | Mindray | C5-1s | CB3D14042520 | Transducers, Ultrasonic
BN30360 | Mindray | C5-1s | CB3D05028517 | Transducers, Ultrasonic
| HOLOGIC INC | ATEC Sapphire | Q0948D23D0 | Vacuum-Assisted Biopsy Units
BS32198 | Philips Healthcare | C5-1 Transducer | B3LH6L | Transducers, Ultrasonic
B17100 | Mindray | C5-1s | CB3D14042483 | Transducers, Ultrasonic
B17025 | Mindray | L11-3VNs | CR1A15003346 | Transducers, Ultrasonic
BN30379 | Mindray | C5-1s | CB3D0C036390 | Transducers, Ultrasonic
| Mindray | C5-1s | 9SD19051262 | Transducers, Ultrasonic
BN30352 | Mindray | L11-3VNs | CR1A08002522 | Transducers, Ultrasonic
| Siemens Healthcare | Axiom Sensis | 103234 | Monitoring Systems, Physiologic, Cardiac Electrophysiology
BS34080 | Mindray | TE7 | CD7-03002677 | Scanning Systems, Ultrasonic, Portable
bs34288 | Brainlab, Inc. | Loop-X | 2022-IRm034 | Radiographic/Fluoroscopic Units, Mobile
BS32181 | GE Healthcare | 6Tc | 99709 | Transducers, Ultrasonic
| Mindray | L11-3VNs | CR1A21004250 | Transducers, Ultrasonic
BS34077 | Mindray | TE7 | CD7-03002667 | Scanning Systems, Ultrasonic, Portable
BS22269 | Siemens Healthcare | syngo X Workplace | 400-508016 | Workstations, Multiple Modality, Three-Dimensional Image
BS23791 | Image Diagnostics, Inc. | Aspect 100-4T | 4T3000 | Tables, Imaging, Radiographic/Fluoroscopic
BS32182 | GE Healthcare | 6Tc | 99565 | Transducers, Ultrasonic
BS22665 | Varian Oncology Systems Div Varian Assoc Inc | TrueBeam | H193934 | Radiotherapy Systems, Linear Accelerator
BN29977 | LAP LASER | DORADO | 0049599 | Lasers
B17150 | Philips Healthcare | X7-2t | F030QC | Transducers, Ultrasonic
BS34018 | FUJIFILM SonoSite Inc | HFL38Xi | 04RLJY | Transducers, Ultrasonic
BS32228 | Mindray | C5-1s | 95D02024245 | Transducers, Ultrasonic
A58175 | GE Healthcare | 6VT-D | NO221666 | Transducers, Ultrasonic
BN29979 | FUJIFILM SonoSite Inc | L25x | 03MJJ2 | Transducers, Ultrasonic
B17055 | Zonare Medical Systems, Inc. | L10-5 | 12276LX121E | Transducers, Ultrasonic
400-605796 | Eaton Corporation | Powerware 9155 | CZC0257HNS | Power Systems, Electrical, Uninterruptible
| GE Healthcare | M5Sc-D | 533913YP0 | Transducers, Ultrasonic
BN29687 | Siemens Healthcare | Swiftlink | 50280358 | Transducers, Ultrasonic
BS34148 | Mindray | L11-3VNs | CR1A21004252 | Transducers, Ultrasonic
B17131 | St. Jude Medical | P4-1C | 15059P4X121J | Transducers, Ultrasonic
BS34090 | Mindray | C5-1s | CB3005028530 | Transducers, Ultrasonic
Bn29907 | FUJIFILM SonoSite Inc | L25x | 04m4v5 | Transducers, Ultrasonic
21-10000007215 | Midland Mfg Co Inc | WORK STATION | 400-765549 | TABLES, EXAMINATION/TREATMENT
B17183 | Mindray | L11-3VNs | CR1A23004311 | Transducers, Ultrasonic
BS34421 | Philips Healthcare | eL18-4 | B2W9P0 | Transducers, Ultrasonic
| FUJIFILM SonoSite Inc | L25x | 04F7TD | Transducers, Ultrasonic
BS34420 | FUJIFILM SonoSite Inc | L25x | 04LMQJ | Transducers, Ultrasonic
A58138 | Philips Healthcare | IntraSight Mobile | 101754 | Scanning Systems, Ultrasonic, Intravascular
| Eaton Corporation | EATON 9355 | BQ072JBA07 | Power Systems, Uninterruptible
BS34279 | Mindray | SP5-1s | CB3C21062296 | Transducers, Ultrasonic
B17148 | Image Diagnostics, Inc. | ilex 55 | ILX0172 | Monitors, Video, High-Definition, Medical Image, Multiple
| GE Healthcare | 6VT-D | NO228641 | Transducers, Ultrasonic
| GE Healthcare | 9L-D | 361171WP2 | Transducers, Ultrasonic
| Siemens Healthcare | Swiftlink | 25080020 | Transducers, Ultrasonic
BS22267 | Siemens Healthcare | Artis zee Biplane | 400-494660 | Radiographic/Fluoroscopic Systems, Angiography/Interventional
| Gamatronic | Power+ SA | 1207771269 | Power Systems, Electrical, Uninterruptible
BS25421 | Eaton Corporation | Eaton 9PX6K | G205H52113 | Power Systems, Electrical, Uninterruptible
BS25422 | GE Healthcare | Xeleris | 817702NM630XEL | Workstations, Gamma Camera/Single Photon Emission Tomography
BS25420 | GE Medical Systems | Discovery NM 630 | 817702NM630 | Scanning Systems, Gamma Camera, Single Photon Emission Computed Tomography
NX3UPG | GE Healthcare | Xeleris | 817920XE2 | Workstations, Gamma Camera/Single Photon Emission Tomography
NX2FPR | GE Healthcare | Xeleris | 817920XEL3 | Workstations, Gamma Camera/Single Photon Emission Tomography
BS22237 | GE Medical Systems | Infinia Hawkeye | 817920INF | Scanning Systems, Computed Tomography/Gamma Camera, Single Photon Emission Tomography
159049 | HOLOGIC INC | SECURVIEW MANAGER | 2960920D0301 | Workstations
BS34044 | HOLOGIC INC | Genius 3D Mammography Exam | 3DM160101245 | Radiographic Systems, Digital, Mammographic
BS-30344 | HOLOGIC INC | ATEC Sapphire | Q0598K21D0 | Vacuum-Assisted Biopsy Units
BS34213 | Mindray | L11-3VNs | CR1A15003370 | Transducers, Ultrasonic
| Philips Healthcare | X7-2t | F03WCN | Transducers, Ultrasonic
BS34214 | Mindray | L7-3S | CB3M12117798 | Transducers, Ultrasonic
BS34010 | Mindray | L11-3VNs | CR1A9C001876 | Transducers, Ultrasonic
B17021 | Mindray | V11-3Hs | JK9X0B020589T | Transducers, Ultrasonic
B17011 | Mindray | L12-3RCS ULTRASONIC TRANSDUCER (FDA) | HP8R11004980 | Transducers, Ultrasonic
BS32223 | Mindray | L11-3VNs | CR1A9C001877 | Transducers, Ultrasonic
B17013 | Mindray | SP5-1Ns | HN4C12000833 | Transducers, Ultrasonic
BS34233 | Mindray | L7-3S | CB3M21119123 | Transducers, Ultrasonic
BS34199 | Mindray | C5-2s | 9KD13085494 | Transducers, Ultrasonic
BS34218 | Mindray | L11-3VNs | CR1A19003771 | Transducers, Ultrasonic
BS25029 | FUJIFILM SonoSite Inc | SonoSite SII | 04739J | Scanning Systems, Ultrasonic, Portable
BS25454 | FUJIFILM SonoSite Inc | Sonosite SII | 04JQ9G | Scanning Systems, Ultrasonic, Portable
BS25453 | FUJIFILM SonoSite Inc | Sonosite SII | 04JL51 | Scanning Systems, Ultrasonic, Portable
BS25031 | FUJIFILM SonoSite Inc | Sonosite SII | 0472DX | Scanning Systems, Ultrasonic, Portable
BS34261 | Davol Inc - Subsidiary of C.R. Bard, Inc. | Sherlock 3CG | ASGNAE011 | Catheter/Stylet Tip Locators, Central Venous
BS34258 | FUJIFILM SonoSite Inc | L25x | 041RXY | Transducers, Ultrasonic
BN29837 | FUJIFILM SonoSite Inc | L25x | 04K9WZ | Transducers, Ultrasonic
BN29836 | FUJIFILM SonoSite Inc | L25x | 04K9PL | Transducers, Ultrasonic
BS34262 | Davol Inc - Subsidiary of C.R. Bard, Inc. | Sherlock 3CG | ASGNAE012 | Catheter/Stylet Tip Locators, Central Venous
BS25498 | GE Healthcare | IC5-9-D | 812660WX9 | Transducers, Ultrasonic
BS34008 | Mindray | L7-3S | CB3M99116122 | Transducers, Ultrasonic
BN29781 | Fuji Medical Systems USA Inc | HFL50x | 04LDL0 | Transducers, Ultrasonic
| Philips Healthcare | Verisight Pro ICE | 739 | Catheters, Cardiac, Electrophysiology
| Philips Healthcare | Verisight Pro ICE | 743 | Catheters, Cardiac, Electrophysiology
| Philips Healthcare | X7-2t | F02MGD | Transducers, Ultrasonic
| Philips Healthcare | EPIQ 7C | US323B2017 | Scanning Systems, Ultrasonic, Cardiac
BS34011 | Mindray | L7-3S | CB3M99116129 | Transducers, Ultrasonic
BS34210 | Mindray | TE7 | CD7-1A005034 | Scanning Systems, Ultrasonic, Portable
BS25030 | FUJIFILM SonoSite Inc | SonoSite SII | 0473BL | Scanning Systems, Ultrasonic, Portable
| Philips Healthcare | X7-2t | B178XB | Transducers, Ultrasonic
B17019 | Mindray | L12-3RCS ULTRASONIC TRANSDUCER (FDA) | HP8R11004982 | Transducers, Ultrasonic
BN29778 | GE Healthcare | 12L-RS | 419168WXO | Transducers, Ultrasonic
BS22675 | GE Healthcare | Voluson P8 | VP8803908 | Scanning Systems, Ultrasonic, General-Purpose
A59097 | Image Diagnostics, Inc. | ilex 55 | ILX0211 | Monitors, Video, High-Definition, Medical Image, Multiple
A58172 | Carestream Health, Inc. | CS9300 | GKAZ204 | Radiographic Units, Dental, Extraoral
| QUANTEL MEDICAL, INC | Absolu A/B/S/UBM | 10051 | Scanning Systems, Ultrasonic, Ophthalmic
| QUANTEL MEDICAL, INC | Absolu A/B/S/UBM | 10049 | Scanning Systems, Ultrasonic, Ophthalmic
| QUANTEL MEDICAL, INC | Absolu A/B/S/UBM | 2000 | Scanning Systems, Ultrasonic, Ophthalmic
A58247 | GE Healthcare | Venue Fit | VFE000394 | Scanning Systems, Ultrasonic, Portable
| QUANTEL MEDICAL, INC | Absolu A/B/S/UBM | 10050 | Scanning Systems, Ultrasonic, Ophthalmic
| Vision RT Inc | Horizon | 2023HZ2067 | Positioning Aids, Radiographic/Radiotherapeutic
| Philips Healthcare | PercuNav | FGC0-S05746 | Stereotactic Systems, Image-Guided, Surgical, Multiprocedure
| QUANTEL MEDICAL, INC | Absolu A/B/S/UBM | 10073 | Scanning Systems, Ultrasonic, Ophthalmic
B17177 | SIRONA | Orthophos XG5 | 1061984 | Radiographic Units, Dental
| QUANTEL MEDICAL, INC | Absolu A/B/S/UBM | 1998 | Scanning Systems, Ultrasonic, Ophthalmic
| QUANTEL MEDICAL, INC | Absolu A/B/S/UBM | 1999 | Scanning Systems, Ultrasonic, Ophthalmic
A58248 | GE Healthcare | Venue Fit | VFE000464 | Scanning Systems, Ultrasonic, Portable
A58249 | GE Healthcare | Venue Fit | VFE000474 | Scanning Systems, Ultrasonic, Portable
A58173 | BC Group International Inc | ULT-2020 | 733121945 | Testers, Leakage Current, Ultrasonic Transducer Probe/Lead
A58246 | MEDRAD, INC. | Medrad Mark 7 Arterion | 318564 | Injectors, Contrast Media, Angiography
BN24211 | Stryker Corp Medical Div | Prime Big Wheel 1115 | 1310044807 | Stretchers, Mobile, Hospital
| Ohio Medical Corporation | PISA | PSAE08416 | Regulators, Suction
| Ohio Medical Corporation | PISA | PSAE07818 | Regulators, Suction
BN20670 | Welch Allyn Inc | Tycos 509 | 71116175233 | Sphygmomanometers, Aneroid
B16261 | Ohio Medical Corporation | PISA | PSAA13638 | Regulators, Suction
BS33302 | GE Medical Systems | CARESCAPE CENTRAL STATION MAI700 | SKN19310039SA | Monitoring Systems
BS21744 | Welch Allyn Inc | Connex Vital Signs Monitor 6000 Series | 100037832814 | Monitors, Physiologic, Vital Signs
Wifi | Welch Allyn Inc | Connex Vital Signs Monitor 6000 Series | 100083622823 | Monitors, Physiologic, Vital Signs
BS22112 / No Wifi | Welch Allyn Inc | Connex Vital Signs Monitor 6000 Series | 103000330912 | Monitors, Physiologic, Vital Signs
| Ohio Medical Corporation | Intermittent/Continuous Vacuum Regulator | PSAY22377 | Regulators, Suction
| Ohio Medical Corporation | PISA | PSAE08036 | Regulators, Suction
| Ohio Medical Corporation | PISA | PSAE07861 | Regulators, Suction
| Huntleigh Healthcare | Dopplex D900 | 110909925 | Detectors, Blood Flow, Ultrasonic
| Ohio Medical Corporation | PISA | PSAE07826 | Regulators, Suction
BN24612 | STERIS Corp | Amsco DJ030124131 | 412714039 | Warming Units, Multipurpose
| Ohio Medical Corporation | PISA | PSAE07935 | Regulators, Suction
BS24019 | Welch Allyn Inc | Connex Vital Signs Monitor 6000 Series | 100051003416 | Monitors, Physiologic, Vital Signs
Wifi | Welch Allyn Inc | Connex Vital Signs Monitor 6000 Series | 100090203023 | Monitors, Physiologic, Vital Signs
| Ohio Medical Corporation | PISA | PSAE08204 | Regulators, Suction
| Ohio Medical Corporation | PISA | PSAE08392 | Regulators, Suction
| Ohio Medical Corporation | PISA | PSAE07857 | Regulators, Suction
| Ohio Medical Corporation | PISA | PSAE07866 | Regulators, Suction
B44873 / Wifi | Welch Allyn Inc | Connex Vital Signs Monitor 6000 Series | 100069024015 | Monitors, Physiologic, Vital Signs
| Huntleigh Healthcare | Dopplex D900 | 1100931025 | Detectors, Blood Flow, Ultrasonic
| Ohio Medical Corporation | PISA | PSAE08411 | Regulators, Suction
| Ohio Medical Corporation | PISA | PSAE08384 | Regulators, Suction
BS33330 / E3-PORT4 | GE Healthcare | CARESCAPE Monitor B450 | SNE19303019SA | Monitoring Systems, Physiologic
| Ohio Medical Corporation | PISA | PSAE07864 | Regulators, Suction
Bn29436 | Ohio Medical Corporation | Push-To-Set Vacuum Regulator | Gffg18469 | Regulators, Suction
BN12683 | Ohio Medical Corporation | Intermittent/Continuous Vacuum Regulator | GFFW15318 | Regulators, Suction
| Ohio Medical Corporation | PISA | PSAE07591 | Regulators, Suction
| Ohio Medical Corporation | PISA | PSAE08143 | Regulators, Suction
| ECHONOUS | EchoNous Bladder | R52W70BJ39V | Scanning Systems, Ultrasonic, Small-Parts, Urinary Bladder
| Ohio Medical Corporation | PISA | PSAE08216 | Regulators, Suction
| Ohio Medical Corporation | PISA | PSAE08199 | Regulators, Suction
BS21745 / Wifi | Welch Allyn Inc | Connex Vital Signs Monitor 6000 Series | 100037842814 | Monitors, Physiologic, Vital Signs
| Ohio Medical Corporation | PISA | PSAE07961 | Regulators, Suction
| ECHONOUS | EchoNous Bladder | R52W70BHWZL | Scanning Systems, Ultrasonic, Small-Parts, Urinary Bladder
BN20675 | Welch Allyn Inc | Tycos 509 | 71116181310 | Sphygmomanometers, Aneroid
B16858 | Ohio Medical Corporation | PISA | Psab11943 | Regulators, Suction
| Ohio Medical Corporation | PISA | PSAE07835 | Regulators, Suction
BS27732 | Datex-Ohmeda | 200 | PSAX12209 | Aspirators
BS33316 / E3-PORT1 | GE Healthcare | CARESCAPE Monitor B450 | SNE19303001SA | Monitoring Systems, Physiologic
| Ohio Medical Corporation | PISA | PSAE07778 | Regulators, Suction
| Ohio Medical Corporation | PISA | PSAE07838 | Regulators, Suction
BS19950 / Wifi | Welch Allyn Inc | Connex Vital Signs Monitor 6000 Series | 103001460113 | Monitors, Physiologic, Vital Signs
BN29096 | Amvex Corporation | Suction Regulator | VRA05987EP | Regulators, Suction
| Ohio Medical Corporation | PISA | PSAE07594 | Regulators, Suction
BS33119 | Ohio Medical Corporation | Intermittent/Continuous Vacuum Regulator | PSAY22368 | Regulators, Suction
B16260 | Ohio Medical Corporation | PISA | PSAA13601 | Regulators, Suction
| Ohio Medical Corporation | Intermittent/Continuous Vacuum Regulator | JGGR13133 | Regulators, Suction
| Ohio Medical Corporation | PISA | PSAE07586 | Regulators, Suction
BS19944 / Wifi | Welch Allyn Inc | Connex Vital Signs Monitor 6000 Series | 103001430113 | Monitors, Physiologic, Vital Signs
BS24022 / Wifi | Welch Allyn Inc | Connex Vital Signs Monitor 6000 Series | 100051793416 | Monitors, Physiologic, Vital Signs
| Ohio Medical Corporation | PISA | PSAE08047 | Regulators, Suction
| Ohio Medical Corporation | PISA | PSAE07865 | Regulators, Suction
| Ohio Medical Corporation | PISA | PSAE07787 | Regulators, Suction
| Ohio Medical Corporation | PISA | PSAE07817 | Regulators, Suction
BS22110 | Welch Allyn Inc | Connex Vital Signs Monitor 6000 Series | 103000300912 | Monitors, Physiologic, Vital Signs
| Ohio Medical Corporation | PISA | PSAE07948 | Regulators, Suction
BN21434 | Ohio Medical Corporation | Intermittent/Continuous Vacuum Regulator | GFFH02443 | Regulators, Suction
Bs32079 | Ohio Medical Corporation | Intermittent/Continuous Vacuum Regulator | PSAY22365 | Regulators, Suction
| Ohio Medical Corporation | PISA | PSAE08193 | Regulators, Suction
| Ohio Medical Corporation | PISA | PSAE07959 | Regulators, Suction
| Ohio Medical Corporation | PISA | PSAE08192 | Regulators, Suction
A59238 / No Wifi | Welch Allyn Inc | Connex Spot Monitor | 100014112624 | Monitors, Physiologic, Vital Signs
| Ohio Medical Corporation | PISA | PSAE08028 | Regulators, Suction
| Ohio Medical Corporation | PISA | PSAE07938 | Regulators, Suction
BN20671 | Welch Allyn Inc | Tycos 509 | 71116181653 | Sphygmomanometers, Aneroid
| Ohio Medical Corporation | PISA | PSAE08388 | Regulators, Suction
| Ohio Medical Corporation | PISA | PSAE08387 | Regulators, Suction
BS33124 | Ohio Medical Corporation | Intermittent/Continuous Vacuum Regulator | PSAY22366 | Regulators, Suction
| Ohio Medical Corporation | PISA | PSAE07954 | Regulators, Suction
| Ohio Medical Corporation | PISA | PSAE08169 | Regulators, Suction
| Ohio Medical Corporation | PISA | PSAE07582 | Regulators, Suction
| Welch Allyn Inc | Connex Vital Signs Monitor 6000 Series | 100090273023 | Monitors, Physiologic, Vital Signs
| Ohio Medical Corporation | PISA | PSAE08044 | Regulators, Suction
B16230 | Ohio Medical Corporation | PISA | 166575 | Regulators, Suction
| Ohio Medical Corporation | PISA | PSAE08415 | Regulators, Suction
BS21750 / Wifi | Welch Allyn Inc | Connex Vital Signs Monitor 6000 Series | 100037822814 | Monitors, Physiologic, Vital Signs
b41677 | Bio-Med Devices Inc. | MAXAIR Cart | 6999 | Carts, Storage/Transport, Physiologic Monitor
| Ohio Medical Corporation | PISA | PSAE07828 | Regulators, Suction
| Ohio Medical Corporation | PISA | PSAE08201 | Regulators, Suction
| Ohio Medical Corporation | PISA | PSAE07568 | Regulators, Suction
BS33046 / No Wifi | Welch Allyn Inc | Connex Spot Monitor | 100015002819 | Monitors, Physiologic, Vital Signs
| Ohio Medical Corporation | PISA | PSAE07837 | Regulators, Suction
B12919 | Ohio Medical Corporation | Intermittent/Continuous Vacuum Regulator | PSAY22367 | Regulators, Suction
| Ohio Medical Corporation | PISA | PSAE08189 | Regulators, Suction
A54999 | Welch Allyn Inc | ELI 380 | 121070002315 | Electrocardiographs, Multichannel, Interpretive
B16832 | American Power Conversion (APC) by Schneider Electric | APC Back-UPS Pro BX1500M | 3B2115X65355 | Power Systems, Electrical, Uninterruptible
| Ohio Medical Corporation | PISA | PSAE07780 | Regulators, Suction
| Ohio Medical Corporation | PISA | PSAE07931 | Regulators, Suction
BS30110 | Zoll Medical Corp | R Series PLUS | AF19A091506 | Defibrillators, External, Automated
| Ohio Medical Corporation | PISA | PSAE07850 | Regulators, Suction
| Ohio Medical Corporation | Intermittent/Continuous Vacuum Regulator | PSAY22333 | Regulators, Suction
| Ohio Medical Corporation | PISA | PSAE08188 | Regulators, Suction
| Ohio Medical Corporation | PISA | PSAE07820 | Regulators, Suction
| Ohio Medical Corporation | PISA | PSAE08211 | Regulators, Suction
| Ohio Medical Corporation | PISA | PSAE08205 | Regulators, Suction
| Ohio Medical Corporation | PISA | PSAE07965 | Regulators, Suction
| Ohio Medical Corporation | PISA | PSAE07584 | Regulators, Suction
| Ohio Medical Corporation | PISA | PSAE07824 | Regulators, Suction
| Ohio Medical Corporation | PISA | PSAE08185 | Regulators, Suction
| Ohio Medical Corporation | PISA | PSAE07810 | Regulators, Suction
A59151 | ECHONOUS | EchoNous Bladder | R52X50A52CK | Scanning Systems, Ultrasonic, Small-Parts, Urinary Bladder
| Ohio Medical Corporation | PISA | PSAE07808 | Regulators, Suction
| Ohio Medical Corporation | Intermittent/Continuous Vacuum Regulator | PSAX12203 | Regulators, Suction
| Ohio Medical Corporation | PISA | PSAE07570 | Regulators, Suction
BS33299 | GE Medical Systems | CARESCAPE CENTRAL STATION MAI700 | SKN19310044SA | Monitoring Systems
| Ohio Medical Corporation | PISA | PSAE07589 | Regulators, Suction
B162248 | Ohio Medical Corporation | PISA | PSAA13569 | Regulators, Suction
| Ohio Medical Corporation | PISA | PSAE07836 | Regulators, Suction
| American Power Conversion (APC) by Schneider Electric | APC Smart-UPS 750VA | 3S1921X13114 | Power Systems, Electrical, Uninterruptible
B16264 | Ohio Medical Corporation | PISA | PSAA13599 | Regulators, Suction
| Ohio Medical Corporation | PISA | PSAE08033 | Regulators, Suction
BN24938 | Ohio Medical Corporation | Intermittent/Continuous Vacuum Regulator | JGGT12900 | Regulators, Suction
| American Power Conversion (APC) by Schneider Electric | APC Smart-UPS 750VA | 3S1921X13159 | Power Systems, Electrical, Uninterruptible
| Ohio Medical Corporation | PISA | PSAE07841 | Regulators, Suction
| Ohio Medical Corporation | PISA | PSAE08030 | Regulators, Suction
| American Power Conversion (APC) by Schneider Electric | APC Smart-UPS 750VA | 3S1950X10412 | Power Systems, Electrical, Uninterruptible
B16240 | Ohio Medical Corporation | PISA | 166587 | Regulators, Suction
| Ohio Medical Corporation | PISA | PSAE07847 | Regulators, Suction
BS30077 | Zoll Medical Corp | R Series PLUS | AF19A090788 | Defibrillators, External, Automated
| Ohio Medical Corporation | PISA | PSAE08180 | Regulators, Suction
| Ohio Medical Corporation | PISA | PSAE07943 | Regulators, Suction
Wifi | Welch Allyn Inc | Connex Vital Signs Monitor 6000 Series | 100090213023 | Monitors, Physiologic, Vital Signs
BS27725 | Ohio Medical Corporation | Intermittent/Continuous Vacuum Regulator | PSAX12202 | Regulators, Suction
| Ohio Medical Corporation | PISA | PSAE08396 | Regulators, Suction
| Ohio Medical Corporation | PISA | PSAE07783 | Regulators, Suction
BN28527 / Wifi | Welch Allyn Inc | Connex Vital Signs Monitor 6000 Series | 100069044015 | Monitors, Physiologic, Vital Signs
| Ohio Medical Corporation | PISA | PSAE08391 | Regulators, Suction
| Ohio Medical Corporation | PISA | PSAE07590 | Regulators, Suction
BN29110 | Ohio Medical Corporation | Intermittent/Continuous Vacuum Regulator | Gffk32526 | Regulators, Suction
| Ohio Medical Corporation | PISA | PSAE07794 | Regulators, Suction
| Ohio Medical Corporation | PISA | PSAE07934 | Regulators, Suction
BS21747 | Welch Allyn Inc | Connex Vital Signs Monitor 6000 Series | 100037812814 | Monitors, Physiologic, Vital Signs
| Ohio Medical Corporation | Intermittent/Continuous Vacuum Regulator | JGGR13161 | Regulators, Suction
BS24020 | Welch Allyn Inc | Connex Vital Signs Monitor 6000 Series | 100051783416 | Monitors, Physiologic, Vital Signs
B13036 | GE Medical Systems | CARESCAPE CENTRAL STATION MAI700 | SKN19310042SA | Monitoring Systems
| Ohio Medical Corporation | PISA | PSAE07852 | Regulators, Suction
| Ohio Medical Corporation | PISA | PSAE08035 | Regulators, Suction
| Ohio Medical Corporation | PISA | PSAE07784 | Regulators, Suction
B16242 | Ohio Medical Corporation | PISA | PSSA13564 | Regulators, Suction
| Ohio Medical Corporation | PISA | PSAE08386 | Regulators, Suction
B41161 | GE Healthcare | CARESCAPE PDM Patient Data Module | SPX19310681SA | Physiologic Monitor Modules, Multiparameter
| Allied Healthcare Products, Inc. | G180 OptiVac | NSN | Aspirators, Airway
| Ohio Medical Corporation | PISA | PSAE07809 | Regulators, Suction
| Ohio Medical Corporation | Intermittent/Continuous Vacuum Regulator | GFFH02438 | Regulators, Suction
| Ohio Medical Corporation | PISA | PSAE07573 | Regulators, Suction
| Ohio Medical Corporation | PISA | PSAE08379 | Regulators, Suction
| Ohio Medical Corporation | PISA | PSAE08046 | Regulators, Suction
| Ohio Medical Corporation | PISA | PSAE07592 | Regulators, Suction
BN26346 / Wi-Fi | Welch Allyn Inc | Connex Vital Signs Monitor 6000 Series | 100034882714 | Monitors, Physiologic, Vital Signs
Bn30727 | Joerns Healthcare | Hoyer HPL700 | 2481997-0068 | Lifts, Patient Transfer
| Ohio Medical Corporation | PISA | PSAE07577 | Regulators, Suction
BN26345 | Ohio Medical Corporation | Intermittent/Continuous Vacuum Regulator | GFFK32533 | Regulators, Suction
BN12682 | Ohio Medical Corporation | Intermittent/Continuous Vacuum Regulator | GFFW15334 | Regulators, Suction
| Ohio Medical Corporation | PISA | PSAE08409 | Regulators, Suction
| Ohio Medical Corporation | PISA | PSAE08217 | Regulators, Suction
| Ohio Medical Corporation | PISA | PSAE07595 | Regulators, Suction
| Ohio Medical Corporation | PISA | PSAE08410 | Regulators, Suction
| Ohio Medical Corporation | PISA | PSAE07569 | Regulators, Suction
A59305 / Wifi | Welch Allyn Inc | Connex Spot Monitor | 100014132624 | Monitors, Physiologic, Vital Signs
B16590 | Quincy Lab | ReadyBath | MSC5-05289 | Warming Units, Multipurpose
| Ohio Medical Corporation | PISA | PSAE07867 | Regulators, Suction
| Ohio Medical Corporation | PISA | PSAE07928 | Regulators, Suction
BN28511 | Welch Allyn Inc | Connex Vital Signs Monitor 6000 Series | 100060683915 | Monitors, Physiologic, Vital Signs
| Ohio Medical Corporation | PISA | PSAE08139 | Regulators, Suction
bs33044 | Welch Allyn Inc | Connex Spot Monitor | 21100015082819 | Monitors, Physiologic, Vital Signs
BS21746 / Wifi | Welch Allyn Inc | Connex Vital Signs Monitor 6000 Series | 100037852814 | Monitors, Physiologic, Vital Signs
| Huntleigh Healthcare | Dopplex D900 | 110956325 | Detectors, Blood Flow, Ultrasonic
| Allied Healthcare Products, Inc. | G180 OptiVac | NSN | Aspirators, Airway
| Welch Allyn Inc | Connex Spot Monitor | 21100054825218 | Monitors, Physiologic, Vital Signs
| Ohio Medical Corporation | PISA | PSAE07793 | Regulators, Suction
| Ohio Medical Corporation | PISA | PSAE07844 | Regulators, Suction
| Ohio Medical Corporation | Intermittent/Continuous Vacuum Regulator | PSAY22345 | Regulators, Suction
| Ohio Medical Corporation | PISA | PSAE08385 | Regulators, Suction
| Ohio Medical Corporation | PISA | PSAE08394 | Regulators, Suction
| Ohio Medical Corporation | PISA | PSAE08144 | Regulators, Suction
| Ohio Medical Corporation | PISA | PSAE08381 | Regulators, Suction
| Ohio Medical Corporation | PISA | PSAE08173 | Regulators, Suction
A59278 / Wifi | Welch Allyn Inc | Connex Spot Monitor | 100099073724 | Monitors, Physiologic, Vital Signs
| Ohio Medical Corporation | PISA | PSAE07581 | Regulators, Suction
| Ohio Medical Corporation | Intermittent/Continuous Vacuum Regulator | PSAY22308 | Regulators, Suction
| Ohio Medical Corporation | PISA | PSAE07960 | Regulators, Suction
| Ohio Medical Corporation | PISA | PSAE08146 | Regulators, Suction
| Ohio Medical Corporation | PISA | PSAE08194 | Regulators, Suction
B16564 | Quincy Lab | ReadyBath | MSC5-05341 | Warming Units, Multipurpose
| Ohio Medical Corporation | PISA | PSAE08034 | Regulators, Suction
| Ohio Medical Corporation | PISA | PSAE07859 | Regulators, Suction
A59234 | Welch Allyn Inc | Connex Spot Monitor | 100004033724 | Monitors, Physiologic, Vital Signs
Bs27727 | Ohio Medical Corporation | Intermittent/Continuous Vacuum Regulator | PSAX12210 | Regulators, Suction
BS33048 / Wifi | Welch Allyn Inc | Connex Spot Monitor | 100079363619 | Monitors, Physiologic, Vital Signs
197117 | Ohio Medical Corporation | Intermittent/Continuous Vacuum Regulator | PSAA24713 | Regulators, Suction
BS33303 | GE Medical Systems | CARESCAPE CENTRAL STATION MAI700 | SKN19310043SA | Monitoring Systems
BS19946 / Wifi | Welch Allyn Inc | Connex Vital Signs Monitor 6000 Series | 103001490113 | Monitors, Physiologic, Vital Signs
| Ohio Medical Corporation | PISA | PSAE08179 | Regulators, Suction
189521 | TIDI Products LLC | Sitter Elite | 1544kf0237 | Alarms, Occupancy
| Ohio Medical Corporation | PISA | PSAE08200 | Regulators, Suction
| Huntleigh Healthcare | Dopplex D900 | 900LX18932023 | Detectors, Blood Flow, Ultrasonic
BS33047 / Wifi | Welch Allyn Inc | Connex Spot Monitor | 100079323619 | Monitors, Physiologic, Vital Signs
| Ohio Medical Corporation | PISA | PSAE08210 | Regulators, Suction
166599 | Ohio Medical Corporation | PISA | JGGR13173 | Regulators, Suction
| Ohio Medical Corporation | PISA | PSAE08168 | Regulators, Suction
| Ohio Medical Corporation | PISA | PSAE08209 | Regulators, Suction
BS22111 / No Wifi | Welch Allyn Inc | Connex Vital Signs Monitor 6000 Series | 103000310912 | Monitors, Physiologic, Vital Signs
BS35607 | GE Healthcare | CARESCAPE PDM Patient Data Module | SPX19310665SA | Physiologic Monitor Modules, Multiparameter
| Ohio Medical Corporation | PISA | PSAE08203 | Regulators, Suction
| Ohio Medical Corporation | PISA | PSAE07932 | Regulators, Suction
| Ohio Medical Corporation | Intermittent/Continuous Vacuum Regulator | PSAY22334 | Regulators, Suction
| Ohio Medical Corporation | PISA | PSAE08214 | Regulators, Suction
BS26524 | 3M Health Care | Bair Hugger 775 | 130417 | Warming Units, Patient, Forced-Air
| Medline Industries Inc | Comfort Glide Air | C880028482 | Pumps, Alternating Pressure Pad
| Ohio Medical Corporation | PISA | PSAE08171 | Regulators, Suction
| Ohio Medical Corporation | Intermittent/Continuous Vacuum Regulator | PSAY22383 | Regulators, Suction
B38151 | Huntleigh Healthcare | Dopplex D900 | NA | Detectors, Blood Flow, Ultrasonic
| Ohio Medical Corporation | PISA | PSAE08184 | Regulators, Suction
| Ohio Medical Corporation | PISA | PSAE07790 | Regulators, Suction
| Ohio Medical Corporation | PISA | PSAE08393 | Regulators, Suction
BS27728 | Ohio Medical Corporation | PISA | PSAX12201 | Regulators, Suction
| Ohio Medical Corporation | PISA | PSAE08031 | Regulators, Suction
| Ohio Medical Corporation | PISA | PSAE07860 | Regulators, Suction
| Allied Healthcare Products, Inc. | G180 OptiVac | NSN | Aspirators, Airway
| Ohio Medical Corporation | PISA | PSAE08177 | Regulators, Suction
| Ohio Medical Corporation | PISA | PSAE07822 | Regulators, Suction
| Ohio Medical Corporation | PISA | PSAE07815 | Regulators, Suction
| Ohio Medical Corporation | PISA | PSAE07814 | Regulators, Suction
BS33126 | Ohio Medical Corporation | Intermittent/Continuous Vacuum Regulator | PSAY22343 | Regulators, Suction
| Quincy Lab | ReadyBath | MSCS-05323 | Warming Units, Multipurpose
| Ohio Medical Corporation | PISA | PSAE08039 | Regulators, Suction
B16233 | Ohio Medical Corporation | PISA | PSAA13634 | Regulators, Suction
BS19941 / Wifi | Welch Allyn Inc | Connex Vital Signs Monitor 6000 Series | 103001480113 | Monitors, Physiologic, Vital Signs
BS30972 | Ohio Medical Corporation | PISA | Psay22311 | Regulators, Suction
| Ohio Medical Corporation | PISA | PSAE07853 | Regulators, Suction
B16236 | Ohio Medical Corporation | PISA | PSAA13864 | Regulators, Suction
| Ohio Medical Corporation | PISA | PSAE08190 | Regulators, Suction
| Ohio Medical Corporation | PISA | PSAE08382 | Regulators, Suction
| Ohio Medical Corporation | PISA | PSAE08174 | Regulators, Suction
| Ohio Medical Corporation | Intermittent/Continuous Vacuum Regulator | PSAY22341 | Regulators, Suction
BS19947 / Wifi | Welch Allyn Inc | Connex Vital Signs Monitor 6000 Series | 103001520113 | Monitors, Physiologic, Vital Signs
| Ohio Medical Corporation | PISA | PSAE07796 | Regulators, Suction
BN12671 | Ohio Medical Corporation | Intermittent/Continuous Vacuum Regulator | GFFG15006 | Regulators, Suction
BS30974 | Ohio Medical Corporation | Intermittent/Continuous Vacuum Regulator | PSAY22316 | Regulators, Suction
| Ohio Medical Corporation | PISA | PSAE07795 | Regulators, Suction
| Ohio Medical Corporation | Intermittent/Continuous Vacuum Regulator | PSAY22358 | Regulators, Suction
| Ohio Medical Corporation | PISA | PSAE08186 | Regulators, Suction
| Ohio Medical Corporation | PISA | PSAE08380 | Regulators, Suction
Wifi | Welch Allyn Inc | Connex Vital Signs Monitor 6000 Series | 100036142714 | Monitors, Physiologic, Vital Signs
| Ohio Medical Corporation | PISA | PSAE07585 | Regulators, Suction
BS31818 / Wifi | Welch Allyn Inc | Connex Spot Monitor | 100056202622 | Monitors, Physiologic, Vital Signs
| Ohio Medical Corporation | PISA | PSAE07862 | Regulators, Suction
| Ohio Medical Corporation | PISA | PSAE07819 | Regulators, Suction
BS24017 | Welch Allyn Inc | Connex Vital Signs Monitor 6000 Series | 100051773416 | Monitors, Physiologic, Vital Signs
BS32073 | Ohio Medical Corporation | Intermittent/Continuous Vacuum Regulator | PSAY22337 | Regulators, Suction
| Ohio Medical Corporation | PISA | PSAE08181 | Regulators, Suction
| Ohio Medical Corporation | PISA | PSAE08215 | Regulators, Suction
| Ohio Medical Corporation | PISA | PSAE07839 | Regulators, Suction
| Ohio Medical Corporation | PISA | PSAE08196 | Regulators, Suction
| Ohio Medical Corporation | PISA | PSAE08383 | Regulators, Suction
| Ohio Medical Corporation | PISA | PSAE08142 | Regulators, Suction
| Ohio Medical Corporation | PISA | PSAE08202 | Regulators, Suction
BN28530 / Wifi | Welch Allyn Inc | Connex Vital Signs Monitor 6000 Series | 100068994015 | Monitors, Physiologic, Vital Signs
| Ohio Medical Corporation | PISA | PSAE08413 | Regulators, Suction
| Ohio Medical Corporation | Intermittent/Continuous Vacuum Regulator | PSAY22302 | Regulators, Suction
BS24018 | Welch Allyn Inc | Connex Vital Signs Monitor 6000 Series | 100051943416 | Monitors, Physiologic, Vital Signs
| Ohio Medical Corporation | PISA | PSAE07575 | Regulators, Suction
No Wifi | Welch Allyn Inc | Connex Spot Monitor | 100081321521 | Monitors, Physiologic, Vital Signs
Bn24243 | Ohio Medical Corporation | Intermittent/Continuous Vacuum Regulator | JGGQ21752 | Regulators, Suction
BN1779 / A104543 | Welch Allyn Inc | 767 Wall Transformer | NSN | Transformers, Constant Voltage
BN24684 | STERIS Corp | Amsco DJ030124131 | 415514047 | Warming Units, Multipurpose
| Ohio Medical Corporation | PISA | PSAE08417 | Regulators, Suction
| Ohio Medical Corporation | PISA | PSAE07797 | Regulators, Suction
BN16245 | Datex-Ohmeda | 200 | GFFF10754 | Aspirators
BS31816 / No Wifi | Welch Allyn Inc | Connex Spot Monitor | 100056232622 | Monitors, Physiologic, Vital Signs
| Ohio Medical Corporation | PISA | PSAE07576 | Regulators, Suction
197103 | TIDI Products LLC | Sitter Elite | 1847kf0608 | Alarms, Occupancy
BS32068 | Datex-Ohmeda | 200 | PSAY22332 | Aspirators
BS24021 | Welch Allyn Inc | Connex Vital Signs Monitor 6000 Series | 100051863416 | Monitors, Physiologic, Vital Signs
| Ohio Medical Corporation | PISA | PSAE07946 | Regulators, Suction
| Ohio Medical Corporation | PISA | PSAE08208 | Regulators, Suction
| Ohio Medical Corporation | PISA | PSAE08191 | Regulators, Suction
| Ohio Medical Corporation | PISA | PSAE07937 | Regulators, Suction
BN29095 | Amvex Corporation | Suction Regulator | VRA05985EP | Regulators, Suction
B12921 | Amvex Corporation | Analog Continuous/Intermittent Vacuum Regulator | VRA07527EP | Regulators, Suction
Wifi | Welch Allyn Inc | Connex Vital Signs Monitor 6000 Series | 103001440113 | Monitors, Physiologic, Vital Signs
B16232 | Ohio Medical Corporation | PISA | PSAA13566 | Regulators, Suction
| Ohio Medical Corporation | PISA | PSAE08213 | Regulators, Suction
| Ohio Medical Corporation | PISA | PSAE08195 | Regulators, Suction
BS30973 | Ohio Medical Corporation | Intermittent/Continuous Vacuum Regulator | PSAY22315 | Regulators, Suction
| Ohio Medical Corporation | PISA | PSAE07855 | Regulators, Suction
| Ohio Medical Corporation | PISA | PSAE08178 | Regulators, Suction
| Ohio Medical Corporation | PISA | PSAE08390 | Regulators, Suction
BS32062 | Datex-Ohmeda | 200 | PSAY22329 | Aspirators
BS30979 | Ohio Medical Corporation | PISA | Psay22312 | Regulators, Suction
BS22109 / No Wifi | Welch Allyn Inc | Connex Vital Signs Monitor 6000 Series | 103000280912 | Monitors, Physiologic, Vital Signs
| Ohio Medical Corporation | PISA | PSAE08414 | Regulators, Suction
| Ohio Medical Corporation | PISA | PSAE08412 | Regulators, Suction
| Ohio Medical Corporation | PISA | PSAE07967 | Regulators, Suction
| Ohio Medical Corporation | PISA | PSAE07587 | Regulators, Suction
| Ohio Medical Corporation | PISA | PSAE08147 | Regulators, Suction
BS33043 / Wifi | Welch Allyn Inc | Connex Spot Monitor | 100079253619 | Monitors, Physiologic, Vital Signs
| Ohio Medical Corporation | PISA | PSAE07845 | Regulators, Suction
| Ohio Medical Corporation | Intermittent/Continuous Vacuum Regulator | PSAX12208 | Regulators, Suction
| Ohio Medical Corporation | PISA | PSAE07846 | Regulators, Suction
| Ohio Medical Corporation | PISA | PSAE08212 | Regulators, Suction
BS32080 | Datex-Ohmeda | 200 | PSAY22362 | Aspirators
BS30910 | GE Medical Systems | CARESCAPE CENTRAL STATION MAI700 | SKN19310061SA | Monitoring Systems
| Ohio Medical Corporation | PISA | PSAE07571 | Regulators, Suction
| Ohio Medical Corporation | Intermittent/Continuous Vacuum Regulator | PSAA24720 | Regulators, Suction
Wifi | Welch Allyn Inc | Connex Vital Signs Monitor 6000 Series | 100090193023 | Monitors, Physiologic, Vital Signs
BS19945 / Wifi | Welch Allyn Inc | Connex Vital Signs Monitor 6000 Series | 103001470113 | Monitors, Physiologic, Vital Signs
| Ohio Medical Corporation | PISA | PSAE08138 | Regulators, Suction
| Ohio Medical Corporation | PISA | PSAE07782 | Regulators, Suction
| Ohio Medical Corporation | PISA | PSAE08207 | Regulators, Suction
| Ohio Medical Corporation | PISA | PSAE07821 | Regulators, Suction
| Ohio Medical Corporation | Intermittent/Continuous Vacuum Regulator | PSAA24718 | Regulators, Suction
| Ohio Medical Corporation | PISA | PSAE08206 | Regulators, Suction
BS19949 / Wifi | Welch Allyn Inc | Connex Vital Signs Monitor 6000 Series | 103001500113 | Monitors, Physiologic, Vital Signs
| Ohio Medical Corporation | PISA | PSAE07854 | Regulators, Suction
| Ohio Medical Corporation | PISA | PSAE07929 | Regulators, Suction
BS22965 | Ohio Medical Corporation | Intermittent/Continuous Vacuum Regulator | GFFK32514 | Regulators, Suction
| American Power Conversion (APC) by Schneider Electric | APC Back-UPS Pro BX1500M | 3B2115X66797 | Power Systems, Electrical, Uninterruptible
BS22106 / No Wifi | Welch Allyn Inc | Connex Vital Signs Monitor 6000 Series | 103000350912 | Monitors, Physiologic, Vital Signs
| Ohio Medical Corporation | PISA | PSAE08176 | Regulators, Suction
A59240 / Wifi | Welch Allyn Inc | Connex Spot Monitor | 100029361624 | Monitors, Physiologic, Vital Signs
| Ohio Medical Corporation | PISA | PSAE07813 | Regulators, Suction
| Ohio Medical Corporation | PISA | PSAE07830 | Regulators, Suction
| Ohio Medical Corporation | PISA | PSAE08040 | Regulators, Suction
| Ohio Medical Corporation | PISA | PSAE08042 | Regulators, Suction
BS25580 / No Wifi | Welch Allyn Inc | Connex Vital Signs Monitor 6000 Series | 103000290912 | Monitors, Physiologic, Vital Signs
BS33331 / E3-PORT3 | GE Healthcare | CARESCAPE Monitor B450 | SNE19263013SA | Monitoring Systems, Physiologic
| Ohio Medical Corporation | PISA | PSAE08397 | Regulators, Suction
| Ohio Medical Corporation | PISA | PSAE07827 | Regulators, Suction
| Ohio Medical Corporation | PISA | PSAE07851 | Regulators, Suction
B16859 | Ohio Medical Corporation | PISA | Psab11941 | Regulators, Suction
B16247 | Ohio Medical Corporation | PISA | 166505 | Regulators, Suction
| Ohio Medical Corporation | PISA | PSAE08198 | Regulators, Suction
189136 | Ohio Medical Corporation | Intermittent/Continuous Vacuum Regulator | PSAY22304 | Regulators, Suction
| Tripp Lite | SmartPro 120V 1.5kVA 1.35kW Line-Interactive Sine Wave UPS | 3228DV4SM893B01304 | Power Systems, Electrical, Uninterruptible
| Ohio Medical Corporation | PISA | PSAE07940 | Regulators, Suction
BN24939 | Ohio Medical Corporation | Intermittent/Continuous Vacuum Regulator | JGGT12911 | Regulators, Suction
| Ohio Medical Corporation | PISA | PSAE07949 | Regulators, Suction
| Ohio Medical Corporation | PISA | PSAE07945 | Regulators, Suction
| Tripp Lite | SmartPro 120V 1.5kVA 1.35kW Line-Interactive Sine Wave UPS | 3228DV4SM893B01312 | Power Systems, Electrical, Uninterruptible
| Ohio Medical Corporation | PISA | PSAE07788 | Regulators, Suction
| Ohio Medical Corporation | PISA | PSAE08389 | Regulators, Suction
| Hill-Rom Services, Inc. | NURSE CALL CONSOLE | NURSE CALL E3 | Hospital Communication Systems, Nurse Call
| Ohio Medical Corporation | PISA | PSAE07789 | Regulators, Suction
| Ohio Medical Corporation | Intermittent/Continuous Vacuum Regulator | GFFW15292 | Regulators, Suction
| Ohio Medical Corporation | PISA | PSAE07953 | Regulators, Suction
| Ohio Medical Corporation | PISA | PSAE07792 | Regulators, Suction
| Ohio Medical Corporation | PISA | PSAE07944 | Regulators, Suction
| Ohio Medical Corporation | PISA | PSAE07858 | Regulators, Suction
| Ohio Medical Corporation | PISA | PSAE08182 | Regulators, Suction
No Wifi | Welch Allyn Inc | Connex Spot Monitor | 100092411621 | Monitors, Physiologic, Vital Signs
| Ohio Medical Corporation | PISA | PSAE07833 | Regulators, Suction
B16561 | Quincy Lab | ReadyBath | MSC5-05326 | Warming Units, Multipurpose
BS21742 | Welch Allyn Inc | Connex Vital Signs Monitor 6000 Series | 100034852714 | Monitors, Physiologic, Vital Signs
BS30074 | Zoll Medical Corp | R Series PLUS | Af19a091505 | Defibrillators, External, Automated
| Ohio Medical Corporation | PISA | PSAE07596 | Regulators, Suction
| Ohio Medical Corporation | PISA | PSAE08029 | Regulators, Suction
| Huntleigh Healthcare | Dopplex D900 | 900LX18931823 | Detectors, Blood Flow, Ultrasonic
A54180 / BS34908 | Welch Allyn Inc | ELI 280 | 119450000562 | Electrocardiographs, Multichannel, Interpretive
BS13906 | Masimo Corp. | Radical Docking Station RDS-3 | 114495 | Dock/Battery Chargers
| Ohio Medical Corporation | PISA | PSAE07816 | Regulators, Suction
BS31062 / Wifi | Welch Allyn Inc | Connex Spot Monitor | 100071633519 | Monitors, Physiologic, Vital Signs
A59277 / Wifi | Welch Allyn Inc | Connex Spot Monitor | 100013842624 | Monitors, Physiologic, Vital Signs
BS30983 | Ohio Medical Corporation | Intermittent/Continuous Vacuum Regulator | PSAY22374 | Regulators, Suction
B16831 | American Power Conversion (APC) by Schneider Electric | APC Back-UPS Pro BX1500M | 3B2115X66798 | Power Systems, Electrical, Uninterruptible
B16833 | American Power Conversion (APC) by Schneider Electric | APC Back-UPS Pro BX1500M | 3B3226X65358 | Power Systems, Electrical, Uninterruptible
B16834 | American Power Conversion (APC) by Schneider Electric | APC Back-UPS Pro BX1500M | 3B2115X64324 | Power Systems, Electrical, Uninterruptible
| Ohio Medical Corporation | PISA | PSAE07588 | Regulators, Suction
| Ohio Medical Corporation | PISA | PSAE08175 | Regulators, Suction
BS33301 | GE Medical Systems | CARESCAPE CENTRAL STATION MAI700 | SKN19310041SA | Monitoring Systems
BS21748 | Welch Allyn Inc | Connex Vital Signs Monitor 6000 Series | 100037772814 | Monitors, Physiologic, Vital Signs
A59235 / Wifi | Welch Allyn Inc | Connex Spot Monitor | 100096503724 | Monitors, Physiologic, Vital Signs
BS23934 / E3-PORT2 | GE Healthcare | CARESCAPE Monitor B450 | SNE15490137HA | Monitoring Systems, Physiologic
BS21749 | Welch Allyn Inc | Connex Vital Signs Monitor 6000 Series | 10003602714 | Monitors, Physiologic, Vital Signs
| Ohio Medical Corporation | PISA | PSAE07963 | Regulators, Suction
| Ohio Medical Corporation | Intermittent/Continuous Vacuum Regulator | PSAY22373 | Regulators, Suction
| Ohio Medical Corporation | PISA | PSAE07779 | Regulators, Suction
Wifi | Welch Allyn Inc | Connex Vital Signs Monitor 6000 Series | 100036122714 | Monitors, Physiologic, Vital Signs
B16064 / No Wifi | Welch Allyn Inc | Connex Spot Monitor | 100092381621 | Monitors, Physiologic, Vital Signs
| Ohio Medical Corporation | PISA | PSAE07811 | Regulators, Suction
| Ohio Medical Corporation | PISA | PSAE07812 | Regulators, Suction
BS19942 / Wifi | Welch Allyn Inc | Connex Vital Signs Monitor 6000 Series | 103001510113 | Monitors, Physiologic, Vital Signs
| Ohio Medical Corporation | PISA | PSAE07933 | Regulators, Suction
| Ohio Medical Corporation | Intermittent/Continuous Vacuum Regulator | PSAY22309 | Regulators, Suction
| Ohio Medical Corporation | PISA | PSAE07825 | Regulators, Suction
| Ohio Medical Corporation | PISA | PSAE07966 | Regulators, Suction
| Ohio Medical Corporation | PISA | PSAE07947 | Regulators, Suction
| Ohio Medical Corporation | PISA | PSAE07832 | Regulators, Suction
| Ohio Medical Corporation | PISA | PSAE08183 | Regulators, Suction
| Ohio Medical Corporation | PISA | PSAE07958 | Regulators, Suction
| Ohio Medical Corporation | PISA | PSAE08170 | Regulators, Suction
| Ohio Medical Corporation | PISA | PSAE07964 | Regulators, Suction
BN16053 | Ohio Medical Corporation | Intermittent Suction Unit | GFFW15366 | Regulators, Suction
BS33116 | Ohio Medical Corporation | Intermittent/Continuous Vacuum Regulator | PSAY22336 | Regulators, Suction
| Ohio Medical Corporation | PISA | PSAE07829 | Regulators, Suction
| Ohio Medical Corporation | PISA | PSAE08038 | Regulators, Suction
| Ohio Medical Corporation | PISA | PSAE07791 | Regulators, Suction
| Ohio Medical Corporation | PISA | PSAE07848 | Regulators, Suction
| Ohio Medical Corporation | PISA | PSAE07955 | Regulators, Suction
| Ohio Medical Corporation | PISA | PSAE08141 | Regulators, Suction
| Ohio Medical Corporation | PISA | PSAE07823 | Regulators, Suction
BS27724 | Ohio Medical Corporation | Intermittent/Continuous Vacuum Regulator | PSAX12205 | Regulators, Suction
189528 | TIDI Products LLC | Sitter Elite | 1544kf1348 | Alarms, Occupancy
| Ohio Medical Corporation | PISA | PSAE08378 | Regulators, Suction
| Ohio Medical Corporation | PISA | PSAE07842 | Regulators, Suction
| Ohio Medical Corporation | PISA | PSAE07856 | Regulators, Suction
| Ohio Medical Corporation | PISA | PSAE07951 | Regulators, Suction
| Ohio Medical Corporation | PISA | PSAE07831 | Regulators, Suction
| Ohio Medical Corporation | PISA | PSAE07950 | Regulators, Suction
| Ohio Medical Corporation | PISA | PSAE07781 | Regulators, Suction
| Ohio Medical Corporation | PISA | PSAE07572 | Regulators, Suction
| Ohio Medical Corporation | PISA | PSAE07942 | Regulators, Suction
| Ohio Medical Corporation | PISA | PSAE07579 | Regulators, Suction
| Ohio Medical Corporation | Intermittent/Continuous Vacuum Regulator | PSAY22313 | Regulators, Suction
| Ohio Medical Corporation | PISA | PSAE07936 | Regulators, Suction
BN29109 | Ohio Medical Corporation | Intermittent/Continuous Vacuum Regulator | JGGQ21751 | Regulators, Suction
BS33326 | GE Medical Systems | CARESCAPE CENTRAL STATION MAI700 | SKN19310040SA | Monitoring Systems
A59239 / Wifi | Welch Allyn Inc | Connex Spot Monitor | 100013692624 | Monitors, Physiologic, Vital Signs
| Ohio Medical Corporation | PISA | PSAE07930 | Regulators, Suction
B16252 | Ohio Medical Corporation | PISA | PSAA13561 | Regulators, Suction
| Ohio Medical Corporation | PISA | PSAE07840 | Regulators, Suction
BN29100 | Amvex Corporation | Suction Regulator | VRA05990EP | Regulators, Suction
| Ohio Medical Corporation | PISA | PSAE07849 | Regulators, Suction
| Ohio Medical Corporation | PISA | PSAE07843 | Regulators, Suction
Bs26775 | TIDI Products LLC | Sitter Elite | 1544kf1495 | Alarms, Occupancy
| Ohio Medical Corporation | PISA | PSAE07834 | Regulators, Suction
| Ohio Medical Corporation | PISA | PSAE08187 | Regulators, Suction
| Quincy Lab | ReadyBath | MSCS-05328 | Warming Units, Multipurpose
| Ohio Medical Corporation | PISA | PSAE08197 | Regulators, Suction
| Ohio Medical Corporation | PISA | PSAE08032 | Regulators, Suction
| Ohio Medical Corporation | PISA | PSAE07956 | Regulators, Suction
| Huntleigh Healthcare | Dopplex D900 | 900LX18864623 | Detectors, Blood Flow, Ultrasonic
| Ohio Medical Corporation | PISA | PSAE08172 | Regulators, Suction
B16263 | Ohio Medical Corporation | PISA | PSAA13632 | Regulators, Suction
B16235 | Ohio Medical Corporation | PISA | PSAA13570 | Regulators, Suction
| Ohio Medical Corporation | PISA | PSAE07941 | Regulators, Suction
| Ohio Medical Corporation | PISA | PSAE08408 | Regulators, Suction
| Ohio Medical Corporation | PISA | PSAE07574 | Regulators, Suction
| Ohio Medical Corporation | PISA | PSAE08037 | Regulators, Suction
189640 | TIDI Products LLC | Sitter Elite | 1544kf1353 | Alarms, Occupancy
BS32061 | Ohio Medical Corporation | Intermittent/Continuous Vacuum Regulator | PSAY22331 | Regulators, Suction
BS33344 | GE Healthcare | CARESCAPE PDM Patient Data Module | SPX19310631SA | Physiologic Monitor Modules, Multiparameter
B17081 | ECHONOUS | EchoNous Bladder | R52R40AM03H | Scanning Systems, Ultrasonic, Small-Parts, Urinary Bladder
| Ohio Medical Corporation | PISA | PSAE07593 | Regulators, Suction
A59237 / Wifi | Welch Allyn Inc | Connex Spot Monitor | 100013982624 | Monitors, Physiologic, Vital Signs
A59202 / Wifi | Welch Allyn Inc | Connex Spot Monitor | 100013862624 | Monitors, Physiologic, Vital Signs
| Ohio Medical Corporation | PISA | PSAE07580 | Regulators, Suction
BS22704 | Olympus America | BX41 | 6G16226 | Microscopes, Light, Laboratory
BN27685 | Carl Zeiss Inc | Axio Lab.A1 | 3135002302 | Microscopes, Light, Laboratory
BS22709 | Olympus America | BX41 | 8C16519 | Microscopes, Light, Laboratory
BS22703 | Olympus America | BX41 | 9H12574 | Microscopes, Light, Laboratory
BS31518 | Olympus America | BX53 | 7C50408 | Microscopes, Light, Laboratory
BS20391 | Olympus America | BX45 | 2M08421 | Microscopes, Light, Laboratory
BS22707 | Olympus America | BX41 | 6G16277 | Microscopes, Light, Laboratory
BS22706 | Olympus America | BX41 | 6G16224 | Microscopes, Light, Laboratory
BS22705 | Olympus America | BX41 | 8B17980 | Microscopes, Light, Laboratory
| Olympus America | BX45 | 2M09720 | Microscopes, Light, Laboratory
Bs22702 | Olympus America | BX41 | 6G18951 | Microscopes, Light, Laboratory
| Ohio Medical Corporation | PISA | PSAE07952 | Regulators, Suction
BS21000/ A27792 | Philips Medical Systems Cardiac and Monitoring Syste | HeartStart FRx | B08K-00707 | Defibrillators, External, Automated
BN28623 | Midmark Corp | Ritter 104 | KF011209 | Tables, Examination/Treatment, Adjustable
| Ohio Medical Corporation | PISA | PSAE07939 | Regulators, Suction
BS34932 | Welch Allyn Inc | Connex Spot Monitor | 100038890718 | Monitors, Physiologic, Vital Signs
BS21518/A36146 | Philips Medical Systems Cardiac and Monitoring Syste | HeartStart FRx | B10K-01214 | Defibrillators, External, Automated
B28256 / A56509 | Welch Allyn Inc | ELI 380 | 121070002314 | Electrocardiographs, Multichannel, Interpretive
A41310 | Physio-Control, Inc., a division of Medtronic | LUCAS 2 | 30136034 | Resuscitators, Cardiac
BS18752 | Olympus America | BX43 | 4M45344 | Microscopes, Light, Laboratory
| Ohio Medical Corporation | PISA | PSAE08140 | Regulators, Suction
BS20387 | Olympus America | BX41 | 0b15744 | Microscopes, Light, Laboratory
| Welch Allyn Inc | Connex Spot Monitor | 100039080718 | Monitors, Physiologic, Vital Signs
BS20918 | Philips Medical Systems Cardiac and Monitoring Syste | HeartStart FRx | B10H-00102 | Defibrillators, External, Automated
BS34922 | Welch Allyn Inc | 767 Wall Sphygmomanometer | 200717075345 | Sphygmomanometers, Aneroid
Wifi | Welch Allyn Inc | Connex Vital Signs Monitor 6000 Series | 100090373023 | Monitors, Physiologic, Vital Signs
| Ohio Medical Corporation | PISA | PSAE07597 | Regulators, Suction
| Ohio Medical Corporation | PISA | PSAE07863 | Regulators, Suction
| Ohio Medical Corporation | PISA | PSAE07786 | Regulators, Suction
A59236 / Wifi | Welch Allyn Inc | Connex Spot Monitor | 100013902624 | Monitors, Physiologic, Vital Signs
| Ohio Medical Corporation | PISA | PSAE08045 | Regulators, Suction
| Ohio Medical Corporation | PISA | PSAE07583 | Regulators, Suction
BS25793 | Hill-Rom Services, Inc. | P965 Exam Plus Light | 90505 | Lights, Examination
BS30088 | Zoll Medical Corp | R Series PLUS | AF19A090789 | Defibrillators, External, Automated
A59233 | Welch Allyn Inc | Connex Spot Monitor | 100004063724 | Monitors, Physiologic, Vital Signs
| Masimo Corp. | Radical Docking Station RDS-1 | 370130 | Dock/Battery Chargers
| Masimo Corp. | Radical Docking Station RDS-1 | 370159 | Dock/Battery Chargers
BS13826 | Masimo Corp. | Radical Docking Station RDS-1 | 112295 | Dock/Battery Chargers
| American Power Conversion (APC) by Schneider Electric | APC Smart-UPS 750VA 120V | 3S2036X15822 | Power Systems, Electrical, Uninterruptible
| Tripp Lite | SmartPro 120V 1.5kVA 1.35kW Line-Interactive Sine Wave UPS | 3211GYOSM820601201 | Power Systems, Electrical, Uninterruptible
BN17038 | Huntleigh Healthcare | Dopplex D900 | D900X0549851-02 | Detectors, Blood Flow, Ultrasonic
BS25787 | Hill-Rom Services, Inc. | P965 Exam Plus Light | 110503 | Lights, Examination
B41445 | GE Healthcare | CARESCAPE Monitor B450 | SNT21073016SA | Monitoring Systems, Physiologic
BS22922 | Welch Allyn Inc | Connex Vital Signs Monitor 6000 Series | 100069004015 | Monitors, Physiologic, Vital Signs
BN27213 | Huntleigh Healthcare | Dopplex D900 | D900X055162302 | Detectors, Blood Flow, Ultrasonic
BS24080 | Hill-Rom Services, Inc. | P965 Exam Plus Light | 090501 | Lights, Examination
| Tripp Lite | SmartPro 120V 1.5kVA 1.35kW Line-Interactive Sine Wave UPS | 3211GYOSM820601219 | Power Systems, Electrical, Uninterruptible
BS18574 | Welch Allyn Inc | Connex Vital Signs Monitor 6000 Series | 100080093914 | Monitors, Physiologic, Vital Signs
BS21908 | Welch Allyn Inc | Connex Vital Signs Monitor 6000 Series | 100032642614 | Monitors, Physiologic, Vital Signs
B41443 | GE Healthcare | CARESCAPE Monitor B450 | SNT21073017SA | Monitoring Systems, Physiologic
Non-hospital owned | Medline Industries Inc | Comfort Glide Air Blower MSC60090 | C910034307 | Patient Transfer Aids
| Allied Healthcare Products, Inc. | G180 OptiVac | NSN | Aspirators, Airway
| Hill-Rom Services, Inc. | NURSE CALL CONSOLE | NURSE CALL CDU | Hospital Communication Systems, Nurse Call
BN12735 | Ohio Medical Corporation | Push-To-Set Intermittent/Continuous Vacuum Regulator | GFFK05098 | Regulators, Suction
BS30070 | Zoll Medical Corp | R Series PLUS | AF19A090772 | Defibrillators, External, Automated
B41447 | GE Healthcare | CARESCAPE Monitor B450 | SNT21073014SA | Monitoring Systems, Physiologic
BN25915 | Hill-Rom Services, Inc. | P965 Exam Plus Light | 110504 | Lights, Examination
| American Power Conversion (APC) by Schneider Electric | APC Smart-UPS 750VA | 3S2051X13310 | Power Systems, Electrical, Uninterruptible
BS22924 | Welch Allyn Inc | Connex Vital Signs Monitor 6000 Series | 100068974015 | Monitors, Physiologic, Vital Signs
B41448 | GE Healthcare | CARESCAPE PDM Patient Data Module | SPX21060467SA | Physiologic Monitor Modules, Multiparameter
A59231 | Welch Allyn Inc | Connex Spot Monitor | 100013662624 | Monitors, Physiologic, Vital Signs
BN24548 | STERIS Corp | Amsco Warming Cabinet | 413614097 | Warming Units, Multipurpose
BS25792 | Ohio Medical Corporation | Intermittent/Continuous Vacuum Regulator | JGGR13140 | Regulators, Suction
BS30108 | Zoll Medical Corp | R Series PLUS | AF19A091174 | Defibrillators, External, Automated
BS25796 | Hill-Rom Services, Inc. | P965 Exam Plus Light | 110505 | Lights, Examination
BS20392 | Olympus America | BX41 | 3G24334 | Microscopes, Light, Laboratory
BS18575 | Welch Allyn Inc | Connex Vital Signs Monitor 6000 Series | 100080213914 | Monitors, Physiologic, Vital Signs
A54158 | Welch Allyn Inc | ELI 280 | 119450001623 | Electrocardiographs, Multichannel, Interpretive
Bn21248 | Ohio Medical Corporation | Intermittent/Continuous Vacuum Regulator | GFFH02437 | Regulators, Suction
BN13341 | Allied Healthcare Products, Inc. | Vacutron | 177010 | Regulators, Suction
B16427 | Welch Allyn Inc | Connex Spot Monitor | 100066000000.00002 | Monitors, Physiologic, Vital Signs
B23028 / Wifi | Welch Allyn Inc | Connex Spot Monitor | 100038840718 | Monitors, Physiologic, Vital Signs
BS26919 | Welch Allyn Inc | Connex Spot Monitor | 100038860718 | Monitors, Physiologic, Vital Signs
B41442 | Seca Corp | seca 777 | 10000000644381 | Scales, Patient, Floor
BS35596/A54846 | Physio-Control a division of Stryker | LUCAS 3 | 3520-O360 | Resuscitators, Cardiac
B18838 | Welch Allyn Inc | Connex Spot Monitor | 100038930718 | Monitors, Physiologic, Vital Signs
BN10310 | Detecto - A Division of Cardinal Scale Manufacturing Co. | Weigh Beam Eye-Level | 0107-2137 | Scales, Patient, Platform, Mechanical
BS26910 | Welch Allyn Inc | Connex Spot Monitor | 100038980718 | Monitors, Physiologic, Vital Signs
| PELSTAR, LLC | Eye-Level Digital Scale | 5001325280368 | Scales, Patient, Floor
Wifi | Welch Allyn Inc | Connex Spot Monitor | 100067312423 | Monitors, Physiologic, Vital Signs
BN17116 | Olympus America | BX45 | 3D10680 | Microscopes, Light, Laboratory
| Olympus America | BX41 | 3H06831 | Microscopes, Light, Laboratory
BS26907 | Welch Allyn Inc | Connex Spot Monitor | 100038880718 | Monitors, Physiologic, Vital Signs
BS34732 / Wifi | Welch Allyn Inc | Connex Spot Monitor | 100018333220 | Monitors, Physiologic, Vital Signs
B23029 / Wifi | Welch Allyn Inc | Connex Spot Monitor | 100039030718 | Monitors, Physiologic, Vital Signs
BS21812 | Olympus America | BX45 | 3A15238 | Microscopes, Light, Laboratory
B41444 | GE Healthcare | CARESCAPE PDM Patient Data Module | SPX21060410SA | Physiologic Monitor Modules, Multiparameter
BN10225 | Natus Medical Inc | IMEXDOP CT+ | CTVH0825 | Detectors, Blood Flow, Ultrasonic
bs18627 | Welch Allyn Inc | Tycos 509 | 9003142337 | Sphygmomanometers, Aneroid
B41446 | GE Healthcare | CARESCAPE PDM Patient Data Module | SPX21060295SA | Physiologic Monitor Modules, Multiparameter
BN11309 | Ohio Medical Corporation | Push-To-Set Intermittent/Continuous Vacuum Regulator | GFFE29336 | Regulators, Suction
BS20379 | Olympus America | BX41 | 3H05143 | Microscopes, Light, Laboratory
BN13286 | Detecto - A Division of Cardinal Scale Manufacturing Co. | APEX | 0212-341 | Scales, Patient, Floor
BN20128 | Datex-Ohmeda | Push-To-Set Intermittent Suction Unit | GFFH02459 | Regulators, Suction
| Allied Healthcare Products, Inc. | G180 OptiVac | NSN | Aspirators, Airway
| Masimo Corp. | Radical-7 | 1000343196 | Oximeters, Pulse
BN5359 | Datex-Ohmeda | Push-To-Set Intermittent Suction Unit | GFFD06760 | Regulators, Suction
BN20127 | Datex-Ohmeda | Push-To-Set Intermittent Suction Unit | GFFW15395 | Regulators, Suction
| GE Medical Systems | CARESCAPE CENTRAL STATION MAI700 | SKN21060046SA | Monitoring Systems
B16584 | Quincy Lab | ReadyBath | MSC3-05210 | Warming Units, Multipurpose
| GE Medical Systems | CARESCAPE CENTRAL STATION MAI700 | SKN20330081SA | Monitoring Systems
B16595 | Welch Allyn Inc | Connex Spot Monitor | 100079760922 | Monitors, Physiologic, Vital Signs
BS22923 | Welch Allyn Inc | Connex Vital Signs Monitor 6000 Series | 100068964015 | Monitors, Physiologic, Vital Signs
B44932 | Hill-Rom Services, Inc. | P965 Exam Plus Light | 090504 | Lights, Examination
A54159 | Welch Allyn Inc | ELI 280 | 119450001635 | Electrocardiographs, Multichannel, Interpretive
BS25785 | Ohio Medical Corporation | Intermittent/Continuous Vacuum Regulator | JGGR13145 | Regulators, Suction
BN25916 | Hill-Rom Services, Inc. | P965 Exam Plus Light | 110502 | Lights, Examination
BN21238 | Ohio Medical Corporation | Intermittent/Continuous Vacuum Regulator | JGGL04662 | Regulators, Suction
A59232 | Welch Allyn Inc | Connex Spot Monitor | 100095173724 | Monitors, Physiologic, Vital Signs
189415 | Olympus America | BX40 | 5J02669 | Microscopes, Light, Laboratory
BS20390 | Olympus America | BX45 | 3G13913 | Microscopes, Light, Laboratory
BN21247 | Ohio Medical Corporation | Intermittent/Continuous Vacuum Regulator | JGGL04653 | Regulators, Suction
| Masimo Corp. | Radical-7 | 1000343164 | Oximeters, Pulse
| GE Medical Systems | CARESCAPE CENTRAL STATION MAI700 | SKN21060053SA | Monitoring Systems
BN17113 | Olympus America | BX40 | 7B04782 | Microscopes, Light, Laboratory
B16596 | Welch Allyn Inc | Connex Spot Monitor | 100079660922 | Monitors, Physiologic, Vital Signs
B16594 | Welch Allyn Inc | Connex Spot Monitor | 100079740922 | Monitors, Physiologic, Vital Signs
bs33045 | Welch Allyn Inc | Connex Spot Monitor | 100079463619 | Monitors, Physiologic, Vital Signs
BS20384 | Olympus America | BX45 | 3H07171 | Microscopes, Light, Laboratory
BS33099 | Olympus America | BX46 | 9K40953201910 | Microscopes, Light, Laboratory
BS20385 | Olympus America | BX45 | 3H07170 | Microscopes, Light, Laboratory
BS33098 | Olympus America | BX46 | 9K40951201910 | Microscopes, Light, Laboratory
| Ohio Medical Corporation | PISA | PSAE08395 | Regulators, Suction
| Seca Corp | seca 777 | 10000001331408 | Scales, Patient, Floor
| Welch Allyn Inc | SureTemp Plus 692 | 11271246 | Thermometers, Electronic
| Allied Healthcare Products, Inc. | G180 OptiVac | NSN | Aspirators, Airway
B23023 | Welch Allyn Inc | Green Series 777 Integrated Wall System | 195910 | Ophthalmoscope/Otoscope/Vital Signs Measuring Systems
| Welch Allyn Inc | Connex Spot Monitor | 100095672424 | Monitors, Physiologic, Vital Signs
B28257 / A56510 | Welch Allyn Inc | ELI 380 | 121070002311 | Electrocardiographs, Multichannel, Interpretive
137432 | Welch Allyn Inc | Tycos 509 | 201008065205 | Sphygmomanometers, Aneroid
BS34058 | Verathon Medical | BladderScan Prime Plus | C1515317 | Scanning Systems, Ultrasonic, Small-Parts, Urinary Bladder
B41528 | Seca Corp | seca 777 | 10000000644476/100000001282584 | Scales, Patient, Floor
BS34924 | Welch Allyn Inc | Wall Sphygmomanometer | 200807131045 | Sphygmomanometers, Aneroid
A59356 / Wifi | Welch Allyn Inc | Connex Spot Monitor | 100029001624 | Monitors, Physiologic, Vital Signs
| Welch Allyn Inc | Connex Spot Monitor | 100030452123 | Monitors, Physiologic, Vital Signs
| Welch Allyn Inc | Connex Spot Monitor | 100018303220 | Monitors, Physiologic, Vital Signs
| Ohio Medical Corporation | PISA | PSAE07957 | Regulators, Suction
| Ohio Medical Corporation | PISA | PSAE08043 | Regulators, Suction
| Ohio Medical Corporation | PISA | PSAE07578 | Regulators, Suction
| Ohio Medical Corporation | PISA | PSAE07785 | Regulators, Suction
BS18492 | 3M Health Care | Bair Hugger 775 | 62330 | Warming Units, Patient, Forced-Air
| Ohio Medical Corporation | PISA | PSAE08145 | Regulators, Suction
A59306 | Welch Allyn Inc | Connex Spot Monitor | 100095213724 | Monitors, Physiologic, Vital Signs
| Ohio Medical Corporation | PISA | PSAE08041 | Regulators, Suction
197049 | Ohio Medical Corporation | Intermittent/Continuous Vacuum Regulator | PSAA24717 | Regulators, Suction
BS23754 | GE Healthcare | CARESCAPE PDM Patient Data Module | SA315260599GA | Physiologic Monitor Modules, Multiparameter
| Vascular Technology Incorporated (VTI) | VTI Surgical Doppler | 17404-009 | Flowmeters, Blood, Ultrasonic
BN29464 | SONY CORP OF AMERICA | LMD-3251MT/HD | 3100700 | Monitors, Video
BN29463 | Olympus America | WM-NP2 | 21609654 | Carts, Computer/Video Monitor
BN29467 | Olympus America | OEP-5 | A625640 | Printers, Video
157276 | Olympus America | USG-400 | 9711566 | Ultrasonic Surgical Units
A59307 | Boston Scientific Corporation | ICEfx | 2990 | Cryosurgical Units, General-Purpose
A59367 | Huot Instruments | StarTrol Galaxy 8X4-GS2 | 11196 | Lights, Examination
A59753 | Zoll Medical Corp | R Series ALS | AF25H186751 | Defibrillators, External, Manual
A59754 | Zoll Medical Corp | R Series ALS | AF25K189667 | Defibrillators, External, Manual
| Stryker Instruments Div Stryker Corp | Neptune 2 Docking Station | 2327200043 | Waste-Disposal Units, Liquid
| Micropace EP Inc. | MicroPace EPS320 Cardiac Stimulator | 6476 | Stimulators, Electrical, Cardiac, Diagnostic
A59610 | BD | WavelinQ RF Generator | BD3822039 | Electrosurgical Units, Monopolar/Bipolar
| GE Healthcare | CARESCAPE PDM Patient Data Module | SA3173801895SA | Physiologic Monitor Modules, Multiparameter
B14346 | GE Healthcare | CARESCAPE PDM Patient Data Module | SA318390508SA | Physiologic Monitor Modules, Multiparameter
BN25726 | GE Healthcare | CARESCAPE PDM Patient Data Module | SA314055616GA | Physiologic Monitor Modules, Multiparameter
BS18513 | 3M Health Care | Bair Hugger 775 | 62449 | Warming Units, Patient, Forced-Air
BS30144 | Medtronic Inc | NIM-Response 3.0 | 1NR3-4205 | Recorders, Physiologic, Evoked Potential
| Integra Lifesciences | Codman Electrosurgical Irrigator | RRG2211013 | Irrigators, Surgical Site, Electrosurgery
| 3M Health Care | Bair Hugger 775 | 169626 | Warming Units, Patient, Forced-Air
162280 | Medtronic Inc | Valleylab FT10 | T0L45805DX | Electrosurgical Units, Monopolar/Bipolar
| Summit Doppler Systems, Inc. | LifeDop 150 | 250919-198283 | Detectors, Blood Flow, Ultrasonic
BS26623 | GE Healthcare | CARESCAPE PDM Patient Data Module | SA317360300SA | Physiologic Monitor Modules, Multiparameter
BS20824 | Enthermics Medical Systems | EC770 | 1665708-000 | Warming Units, Blanket
B16336 | Stryker Instruments Div Stryker Corp | SafeAir | 191021-23 | Smoke Evacuation Systems, Surgical
| GE Healthcare | CARESCAPE PDM Patient Data Module | SPX23310220SA | Physiologic Monitor Modules, Multiparameter
BN17431 | Midmark Corp | Ritter 355 | V431181 | Lights, Examination
B44364 | Modular Services Co. | Stratus | 166325 | Service Columns, Prefabricated
| SKYTRON | 3602 UltraSlide | SUC-20146-0455 | Tables, Operating
| Stryker Instruments Div Stryker Corp | T7 Surgical Helmet | NSN | Surgical Helmet Systems
B41809 | Stryker Corp Medical Div | 1688 AIM Camera Head | 21L583214 | Cameras, Video, Endoscope
| Quanta System | Litho 100 | CYM3716-1024 | Lasers, Ho:YAG, Surgical
BS18512 | 3M Health Care | Bair Hugger 775 | 62343 | Warming Units, Patient, Forced-Air
B41799 | Stryker Endoscopy Div Stryker Corp | CONNECTED OR HUB | 22A552094 | Information Systems, Picture Archiving/Communication, Endoscopy
181087 | Stryker Corp Medical Div | 1688 AIM Camera Head | 21L583224 | Cameras, Video, Endoscope
BS19802 | Carl Zeiss Inc | Medilive 3 Chip Camera | 369695 | Cameras, Photographic, Microscope
BS18518 | 3M Health Care | Bair Hugger 775 | 62451 | Warming Units, Patient, Forced-Air
B41738 | Stryker Corp Medical Div | 32" 4K Surgical Display | SV7321J0337 | Monitors, Video
B41655 | Medtronic Inc | Valleylab FT10 | T1I50665DX | Electrosurgical Units, Monopolar/Bipolar
B41785 | Stryker Endoscopy Div Stryker Corp | CONNECTED OR HUB | 22A545064 | Information Systems, Picture Archiving/Communication, Endoscopy
B32161 | GE Healthcare | F7 Module Rack | SEF13307043HX | Physiologic Monitor Module Housings
BS18858 | Alcon Laboratories Inc | CENTURION Vision System | 1502283801X | Phacoemulsification Units, Cataract Extraction
bn29750 | FUJIFILM SonoSite Inc | HFL38x | 04CHJN | Transducers, Ultrasonic
| Arthrex Inc | Angel | GB0508 | Centrifugal Blood Cell Processors, Autologous Platelet Separation
| INTUITIVE SURGICAL | da Vinci Xi Endoscope | Intuitive Probe Exchange | Laparoscopes, Surgical
| Hillrom Co Inc. | Yellofins Apex Stirrups | A30999 | Heel Stirrups
B41782 / OR-TRN03 | GE Healthcare | CARESCAPE Monitor B450 | SNT21522096SA | Monitoring Systems, Physiologic
A57515 | Medtronic Inc | Valleylab FT10 | T5D89579DX | Electrosurgical Units, Monopolar/Bipolar
Stryker Ceiling-Mounted Equipment | Stryker Corp Medical Div | 0682-000-302 | 199069 | SURGICAL FACILITY BOOM, CEILING-MOUNTED
BS13446 | O.R. Solutions, Inc. | ORS-2038D | 46379 | Warming Units, Blood/Intravenous Solution
BS34759 | Medtronic Inc | Situate Detection Console 200X | X19KDX | Sponge Detectors, Surgical, Radiofrequency
BS31606 | CONMED Corporation | AirSeal iFS | 2004CE0252 | Insufflators, Laparoscopic
Stryker Ceiling-Mounted Equipment | Stryker Corp Medical Div | 0682-000-302 | 199061 | SURGICAL FACILITY BOOM, CEILING-MOUNTED
BS20815 | Ohio Medical Corporation | Intermittent/Continuous Vacuum Regulator | JGGU14279 | Regulators, Suction
BS20817 | Ohio Medical Corporation | Intermittent/Continuous Vacuum Regulator | JGGU14275 | Regulators, Suction
BS20808 | Ohio Medical Corporation | Intermittent/Continuous Vacuum Regulator | JGGU14283 | Regulators, Suction
BS25228 | Medtronic Inc | Valleylab FT10 | T7H17790DX | Electrosurgical Units, Monopolar/Bipolar
Power Pack 4 | Stryker Instruments Div Stryker Corp | Flyte Power Pack | NSN | Batteries
| Stryker Instruments Div Stryker Corp | SafeAir | 200515-23 | Smoke Evacuation Systems, Surgical
BS34763 | Medtronic Inc | Situate Detection Console 200X | X19KED | Sponge Detectors, Surgical, Radiofrequency
BS20299 | Baxter | EASYSPRAY | 03106 | Regulators, High-Pressure Gas
BS34772 | Medtronic Inc | Situate Detection Console 200X | X19KEE | Sponge Detectors, Surgical, Radiofrequency
Flyte Charger 2 | Stryker CORP SURGICAL DIV | FLYTE Battery Charger | 2332109093 | Battery Chargers
| Mammotome | 1100 Wireless Probe | 1100-03715 | Probes, Gamma Radiation Detection, Lymphatic Mapping
B41806 | Stryker Corp Medical Div | 1688 AIM Camera Head | 21K587414 | Cameras, Video, Endoscope
| Hillrom Co Inc. | Yellofins Apex Stirrups | A098242 | Heel Stirrups
A57510 | Medtronic Inc | Valleylab FT10 | T5D89576DX | Electrosurgical Units, Monopolar/Bipolar
B16342 | Integra Lifesciences | Codman Electrosurgical Generator | GEN2127009 | Electrosurgical Units, Monopolar/Bipolar
B41663 | Mizuho OSI | Levo | 1554394 | Positioning Aids, Radiographic/Radiotherapeutic
B41811 | Stryker Corp Medical Div | 1688 AIM Camera Head | 21L574784 | Cameras, Video, Endoscope
| KARL STORZ | AIDA | ZN35033 | Information Systems, Picture Archiving/Communication, Endoscopy
BN25723 | GE Healthcare | CARESCAPE PDM Patient Data Module | SA313282697GA | Physiologic Monitor Modules, Multiparameter
BS23616 | Stryker Endoscopy Div Stryker Corp | SDP1000 | 0095903 | Printers, Video
BS34761 | Medtronic Inc | Situate Detection Console 200X | X19KDV | Sponge Detectors, Surgical, Radiofrequency
| Cadwell Laboratories, Inc. | Cascade | L-0908CA001309 | Recorders, Physiologic, Evoked Potential
BS31581 | Zimmer Inc Patient Care Div | ATS 4000 | 402001020017 | Tourniquets, Pneumatic
BS21368 | Lumenis | UltraPulse SurgiTouch | 446 | Lasers, Carbon Dioxide, Surgical/Dermatologic
| Oscor Inc | Oscor External Dual-Chamber Pacemaker | 1604021 | Pacemakers, Cardiac, External, Invasive Electrode, Transvenous
BS33024 | Parks Medical Electronics, Inc. | 811-B | 8118-300032045 | Detectors, Blood Flow, Ultrasonic
Ceiling-Mounted Stryker Equipment | Stryker Corp Medical Div | 0682-000-302 | 199084 | SURGICAL FACILITY BOOM, CEILING-MOUNTED
BS20395 | Integra Lifesciences | Luxtec 9300XSP | XSPT0461 | Light Sources
Stryker Ceiling-Mounted Equipment | Stryker Corp Medical Div | 0682-000-302 | 199076 | SURGICAL FACILITY BOOM, CEILING-MOUNTED
BS25733 | GE Healthcare | CARESCAPE PDM Patient Data Module | SA317380116SA | Physiologic Monitor Modules, Multiparameter
181047 | 3M Health Care | Ranger Model 245 | 83819 | Warming Units, Blood/Intravenous Solution
B41836 | Stryker Endoscopy Div Stryker Corp | PneumoClear | 2108CE0911 | Insufflators, Laparoscopic
BS20394 | Integra Lifesciences | Luxtec 9300XSP | XSPT0404 | Light Sources
Power Pack 3 | Stryker Instruments Div Stryker Corp | Flyte Power Pack | NSN | Batteries
BS31963 | Medtronic Inc | Valleylab FT10 | T2G55637DX | Electrosurgical Units, Monopolar/Bipolar
| MASS MEDICAL STORAGE | Secure-A-Scope | 46771 | Cabinets, Storage, Endoscope
A57253 | Erbe USA Inc | APC 3 Argon Plasma Coagulator | 11579007 | Gas Delivery Units, Argon-Enhanced Coagulation
| NICO Corporation | Myriad-LX | 350-0056D | Light Sources
A57251 | Erbe USA Inc | VIO 3 | 11578921 | Electrosurgical Units, Monopolar/Bipolar
BS23968 | GE Healthcare | CARESCAPE PDM Patient Data Module | SA315493190SA | Physiologic Monitor Modules, Multiparameter
| Stryker Instruments Div Stryker Corp | SafeAir | 200515-24 | Smoke Evacuation Systems, Surgical
| Stryker CORP SURGICAL DIV | Neptune 3 Ultra Rover | 2336249393 | Waste-Disposal Units, Liquid
| C2Dx Inc | STIC Pressure Monitor System | 21046207222 | Manometers, Muscle Compartment
A57512 | Medtronic Inc | Valleylab FT10 | T5D89580DX | Electrosurgical Units, Monopolar/Bipolar
BS31540 | Stryker CORP SURGICAL DIV | Neptune 3 Ultra Rover | 2003129053 | Waste-Disposal Units, Liquid
B16157 | GE Healthcare | CARESCAPE PDM Patient Data Module | SA308125426GA | Physiologic Monitor Modules, Multiparameter
| Medtronic Inc | Straightshot M4 Microdebridder | 5649 | Handpieces, Surgical
| Vascular Technology Incorporated (VTI) | 8 MHz Intra Operative Doppler | 21241-014 | Detectors, Blood Flow, Ultrasonic
BS34770 | Medtronic Inc | Situate Detection Console 200X | X19KDR | Sponge Detectors, Surgical, Radiofrequency
| 3M Health Care | Ranger Model 245 | 101287 | Warming Units, Blood/Intravenous Solution
A57514 | Medtronic Inc | Valleylab FT10 | T5D89578DX | Electrosurgical Units, Monopolar/Bipolar
Ceiling-Mounted Stryker Equipment | Stryker Corp Medical Div | 0682-000-302 | 199086 | SURGICAL FACILITY BOOM, CEILING-MOUNTED
A59783 | KARL STORZ | AIDA | X23-71820 | Information Systems, Picture Archiving/Communication, Endoscopy
Stryker Ceiling-Mounted Equipment | Stryker Corp Medical Div | 0682-000-302 | 199078 | SURGICAL FACILITY BOOM, CEILING-MOUNTED
| Stryker CORP SURGICAL DIV | Neptune 3 Ultra Rover | 2336249713 | Waste-Disposal Units, Liquid
A57513 | Medtronic Inc | Valleylab FT10 | T5D89575DX | Electrosurgical Units, Monopolar/Bipolar
| Stryker CORP SURGICAL DIV | Neptune 3 Ultra Rover | 2336249263 | Waste-Disposal Units, Liquid
| C2Dx Inc | STIC Pressure Monitor System | 21018446803 | Manometers, Muscle Compartment
Power Pack 1 | Stryker Instruments Div Stryker Corp | Flyte Power Pack | NSN | Batteries
BS31553 | Stryker CORP SURGICAL DIV | Neptune 3 Ultra Rover | 2002803313 | Waste-Disposal Units, Liquid
BS31585 | Zimmer Inc Patient Care Div | ATS 4000 | 402001020019 | Tourniquets, Pneumatic
B10053 | Carl Zeiss Inc | OPMI Pentero 800 | 6641721167 | Microscopes, Light, Operating, Neurosurgery
BN29663 | STERIS Corp | STERIS 4085 | 0413512025 | Tables, Operating
B41803 | Stryker Corp Medical Div | 1688 AIM Camera Head | 21L582504 | Cameras, Video, Endoscope
| Stryker Corp Medical Div | REMB | Oscillating Saw | Default
BS20964 | Parks Medical Electronics, Inc. | 811-B | 811B-800024541 | Detectors, Blood Flow, Ultrasonic
BS23586 | Keeler Instruments Inc | CRYOMATIC MK II | K0909175 | Cryosurgical Units, Ophthalmic
Bs31544 | Stryker CORP SURGICAL DIV | Neptune 3 Ultra Rover | 2003730183 | Waste-Disposal Units, Liquid
| NICO Corporation | Myriad NOVUS | 10121 | Electromechanical Surgical Units, Neurology
| WEG Surgical Solutions | WEG Warmer | R-N-10094 | Warming Units, Irrigation Fluids
A59784 | KARL STORZ | IMAGE1 S 4U-LINK | XX928829-P | Image Processors, Video, Endoscopy
| Medtronic Inc | NIM-Response 3.0 | 1NR3-4544 | Recorders, Physiologic, Evoked Potential
A48394 | LIVANOVA | XTRA | BO25736B15 | Autotransfusion Units, Blood Processing
| Ambu | aView 2 Advance Monitor | A222120313 | Monitors, Video
BS32922 | PHC Corp of North America | Biomedical Series | 200290029 | Freezers, Laboratory
BS31500 | COBE Cardiovascular, Inc. (Sorin) | SAT/HCT Monitor | Sh4388 | Physiologic Monitor Modules, Intravascular Oximetry
| Nobel Biocare | OsseoSet 300 | 12540 | Handpieces, Dental
BS31552 | Stryker CORP SURGICAL DIV | Neptune 3 Ultra Rover | 2003612523 | Waste-Disposal Units, Liquid
A57511 | Medtronic Inc | Valleylab FT10 | T5D89577DX | Electrosurgical Units, Monopolar/Bipolar
Ceiling-Mounted Stryker Equipment | Stryker Corp Medical Div | 0682-000-302 | 199083 | SURGICAL FACILITY BOOM, CEILING-MOUNTED
BS31059 | 3M Health Care | Ranger Model 245 | 83757 | Warming Units, Blood/Intravenous Solution
BS31554 | Stryker CORP SURGICAL DIV | Neptune 3 Ultra Rover | 2003730223 | Waste-Disposal Units, Liquid
B32058 | Olympus America | CV-190 | 7622996 | Image Processors, Video, Endoscopy
BS31680 | Smiths Medical ASD, Inc. | NormoFlo Irrigating System | 66000447 | Warming Units, Blood/Intravenous Solution
| 3M Health Care | Bair Hugger 775 | 199247 | Warming Units, Patient, Forced-Air
BS34760 | Medtronic Inc | Situate Detection Console 200X | X19KEB | Sponge Detectors, Surgical, Radiofrequency
B41869 | Medtronic Inc | Valleylab FT10 | T2A53036DX | Electrosurgical Units, Monopolar/Bipolar
Stryker Ceiling-Mounted Equipment | Stryker Corp Medical Div | 0682-000-302 | 199071 | SURGICAL FACILITY BOOM, CEILING-MOUNTED
B41838 | Stryker Endoscopy Div Stryker Corp | PneumoClear | 2108CE0912 | Insufflators, Laparoscopic
BL18024 | O.R. Solutions, Inc. | ORS-2057D | 48410 | Warming Units, Blood/Intravenous Solution
BS31556 | Stryker CORP SURGICAL DIV | Neptune 3 Ultra Rover | 2003407043 | Waste-Disposal Units, Liquid
| Fisher & Paykel Healthcare (USA) | MR810 | 250430283926 | Humidifiers, Artificial Airway, Heated
BS31683 | Masimo Corp. | Root | 2000078036 | Monitoring Systems, Physiologic
BS31579 | Zimmer Inc Patient Care Div | ATS 4000 | 402001020007 | Tourniquets, Pneumatic
A59785 | KARL STORZ | Image 1 X-Link | WK927953-P | Image Processors, Video, Endoscopy
BN29466 | Olympus America | CLV-190 | 7669301 | Light Sources, Rigid Endoscope/Multipurpose, Fiberoptic Cable
BS19874 | Cook Medical | Doppler Blood Flow Monitor DP-M350 | N99930 | Detectors, Blood Flow, Ultrasonic
BS21804 | Carl Zeiss Inc | OPMI Pentero | 6631480861 | Microscopes, Light, Operating, Neurosurgery
Model SPL-G | Olympus America | ShockPulse-SE | CG0764 | Lithotripters, Intracorporeal, Impact
BS31686 | Integra Lifesciences | CUSA Clarity | CHB2003401IE | Aspirator/Irrigators, Surgical, Ultrasonic
Bn25731 | GE Healthcare | CARESCAPE PDM Patient Data Module | SA313282633GA | Physiologic Monitor Modules, Multiparameter
A59033 / OR-TRAN1 | GE Healthcare | CARESCAPE Monitor B450 | SNE20432073SA | Monitoring Systems, Physiologic
| Stryker Corp Medical Div | REMB | Recip Saw | Default
B37355 | AngioDynamics, Inc. | RITA Model 1500X | A061766 | Radiofrequency Therapy Systems, Tissue Ablation
| Stryker Corp Medical Div | REMB | Micro Drill | Default
| 3M Health Care | Bair Hugger 775 | 120117 | Warming Units, Patient, Forced-Air
BS29652 | GE Healthcare | CARESCAPE Respiratory Module E-sCO | SGV19031046HA | Physiologic Monitor Modules, Anesthetic Gas
| MicroAire Surgical Instruments | 5020 Electric Console | 05181060 | Power Systems, Electromechanical, Surgery
| Stryker CORP SURGICAL DIV | Neptune 3 Ultra Rover | 2336249333 | Waste-Disposal Units, Liquid
B41121 | Stryker CORP SURGICAL DIV | Visum LED II | 100000000073839 | Lights, Surgical
B10051 | Masimo Corp. | Radical-7 | 3000080377 | Oximeters, Pulse
BN25729 | GE Healthcare | CARESCAPE PDM Patient Data Module | SA313272006GA | Physiologic Monitor Modules, Multiparameter
BS25102 | 3M Health Care | Bair Hugger 775 | 122904 | Warming Units, Patient, Forced-Air
BS31591 | Zimmer Inc Patient Care Div | ATS 4000 | 4002001020008 | Tourniquets, Pneumatic
BS26995 | Medtronic Inc | Integrated Power Console NT | NTC66369 | Handpieces, Surgical
| Medtronic Surgical Technologies Div Medtronic Inc | NIM Vital | C2402289 | Monitors, Physiologic, Neurology, Intraoperative
BS20819 | Ohio Medical Corporation | Intermittent/Continuous Vacuum Regulator | JGGU14273 | Regulators, Suction
| Neoprobe Corporation | NPB14 | G14133450 | Probes, Ultrasonic
| Olympus America | UCR | 7262309 | Insufflators, Endoscopic
BS31546 | Stryker CORP SURGICAL DIV | Neptune 3 Ultra Rover | 2003112303 | Waste-Disposal Units, Liquid
BS31549 | Stryker CORP SURGICAL DIV | Neptune 3 Ultra Rover | 2003730213 | Waste-Disposal Units, Liquid
| Stryker Endoscopy Div Stryker Corp | AHTO Irrigation Pump | 22J508244 | Irrigation/Distention Systems
| KARL STORZ | Image 1 CCU | TBD | Image Processors, Video, Endoscopy
B41812 | Stryker Corp Medical Div | 1688 AIM Camera Head | 21L550074 | Cameras, Video, Endoscope
BS28432 | MicroAire Surgical Instruments | LipoTower | 18101639 | Aspirators, Surgical, Liposuction
| Mizuho OSI | Hana Hip and Knee Arthroplasty Table | 2014-0774 | Tables, Operating, Orthopedic, Fracture/Trauma
B41788 | Stryker Endoscopy Div Stryker Corp | CONNECTED OR HUB | 22A544984 | Information Systems, Picture Archiving/Communication, Endoscopy
| Stryker Corp Medical Div | 32" 4K Surgical Display | SV7321JO425 | Monitors, Video
B41801 | Stryker Endoscopy Div Stryker Corp | PINPOINT | PI20312881 | Image Processors, Video, Endoscopy
A59786 | KARL STORZ | Power LED Saphira TL410 | UK01349 | Light Sources, Rigid Endoscope/Multipurpose, Fiberoptic Cable
A59032 | GE Healthcare | CARESCAPE PDM Patient Data Module | SPX20360699SA | Physiologic Monitor Modules, Multiparameter
B41792 | Stryker Endoscopy Div Stryker Corp | CONNECTED OR HUB | 22A545024 | Information Systems, Picture Archiving/Communication, Endoscopy
A59127 | GE Healthcare | CARESCAPE Monitor B450 | SNT24246010SA | Monitoring Systems, Physiologic
| Hillrom Co Inc. | Yellofins Apex Stirrups | A419202 | Heel Stirrups
| Hillrom Co Inc. | Yellofins Apex Stirrups | R910205035L | Heel Stirrups
| Stryker Endoscopy Div Stryker Corp | AHTO Irrigation Pump | 22J508314 | Irrigation/Distention Systems
B16339 | Edwards Lifesciences | EV1000 | 600153001226 | Monitors, Physiologic, Cardiac Output, Bedside
BS31623 | Mammotome | Neoprobe 2400 | 200665394 | Detectors, Beta/Gamma Radiation
BS31682 | Masimo Corp. | Radical-7 | 1000199312 | Oximeters, Pulse
BS31503 | COBE Cardiovascular, Inc. (Sorin) | S5 Single Roller Pump | 10E04122 | Pumps, Extracorporeal Perfusion
BS23759 / INH-PRE07 | GE Healthcare | CARESCAPE Monitor B450 | SJA15212199HA | Monitoring Systems, Physiologic
BS23894 | Ohio Medical Corporation | Intermittent/Continuous Vacuum Regulator | JGHU36054 | Regulators, Suction
| Shockwave Medical Inc. | INTRAVASCULAR LITHOTRIPSY GENERATOR | 42070 | Angioplasty Systems, Lithotripsy Assisted
A59175 / INHP-PRO07 | GE Healthcare | CARESCAPE Monitor B450 | SJA15212218HA | Monitoring Systems, Physiologic
BS23782 / INH-PRE18 | GE Healthcare | CARESCAPE Monitor B450 | SJA15212217HA | Monitoring Systems, Physiologic
BN27476 | Welch Allyn Inc | Wall Sphygmomanometer | 070928060313 | Sphygmomanometers, Aneroid
BS23769 / INH-PRE12 | GE Healthcare | CARESCAPE Monitor B450 | SJA15212241HA | Monitoring Systems, Physiologic
BS24441 | Exergen Corporation | TemporalScanner TAT-5000 | A760504 | Thermometers, Electronic, Infrared, Skin
BS22319 | Cardiovascular Systems, Inc. | Saline Infusion Pump | 82108 | Pumps, Irrigation
BS34946 | Exergen Corporation | TemporalScanner TAT-5000 | A973060 | Thermometers, Electronic, Infrared, Skin
BS30071 | Zoll Medical Corp | R Series PLUS | AF19A090796 | Defibrillators, External, Automated
BN22564 | Welch Allyn Inc | SureTemp Plus 692 | 08322525 | Thermometers, Electronic
| Welch Allyn Inc | SureTemp Plus 692 | 15330272 | Thermometers, Electronic
BN26660 | Stryker CORP SURGICAL DIV | 682-000-282 | 15E004288 | SURGICAL FACILITY BOOM, CEILING-MOUNTED
Bn16267 | Ohio Medical Corporation | Intermittent/Continuous Vacuum Regulator | GFFG21007 | Regulators, Suction
BS34943 | Exergen Corporation | TemporalScanner TAT-5000 | A973064 | Thermometers, Electronic, Infrared, Skin
BS34944 | Exergen Corporation | TemporalScanner TAT-5000 | A973065 | Thermometers, Electronic, Infrared, Skin
B14743 | Welch Allyn Inc | SureTemp Plus 692 | 20411003 | Thermometers, Electronic
B41588 | GE Healthcare | CARESCAPE Respiratory Module E-sCO | SGV20461482HA | Physiologic Monitor Modules, Anesthetic Gas
A58003 | GE Healthcare | CardioLab IT | SUR23140966TA | Monitoring Systems, Physiologic, Cardiac Electrophysiology
BS23842 | Ohio Medical Corporation | Intermittent/Continuous Vacuum Regulator | JGHU36049 | Regulators, Suction
BS35646 | 3M Health Care | Bair Paws Model 875 | 83394 | Warming Units, Patient, Forced-Air
| GE Healthcare | CARESCAPE PDM Patient Data Module | SA315260611GA | Physiologic Monitor Modules, Multiparameter
BS23872 | Penumbra, Inc. USA | Penumbra Max | AP1508002-00001 | Aspirators, Surgical
BN26664 | Stryker CORP SURGICAL DIV | Visum LED II | 14J007638 | Lights, Surgical
| MEDICHOICE | LifeDop 150 | 2018050015 | Detectors, Blood Flow, Ultrasonic
BN29181 | Welch Allyn Inc | SureTemp Plus 692 | 16102933 | Thermometers, Electronic
BS20631 | 3M Health Care | Bair Paws Model 875 | 49027 | Warming Units, Patient, Forced-Air
BS33491 | Huntleigh Healthcare | Dopplex D900 | 21900LX16345619 | Detectors, Blood Flow, Ultrasonic
Bn27738 | Welch Allyn Inc | Wall Sphygmomanometer | 071019200745 | Sphygmomanometers, Aneroid
BN26668 | Stryker CORP SURGICAL DIV | Visum LED II | 15E004308 | Lights, Surgical
BS23947 | GE Healthcare | CARESCAPE PDM Patient Data Module | SA315482883SA | Physiologic Monitor Modules, Multiparameter
BN29269 | 3M Health Care | Bair Paws Model 875 | 59293 | Warming Units, Patient, Forced-Air
BS25729 | GE Healthcare | CARESCAPE PDM Patient Data Module | SA317380211SA | Physiologic Monitor Modules, Multiparameter
BS23742 | GE Healthcare | CARESCAPE Respiratory Module E-sCO | SGV14181433HA | Physiologic Monitor Modules, Anesthetic Gas
BS25142 | GE Healthcare | CARESCAPE Respiratory Module E-sCO | SGV17341024HA | Physiologic Monitor Modules, Anesthetic Gas
| GE Healthcare | CARESCAPE Respiratory Module E-sCO | SGV20461489HA | Physiologic Monitor Modules, Anesthetic Gas
BN24907 | Huntleigh Healthcare | Dopplex D900 | 900LX0A20091 | Detectors, Blood Flow, Ultrasonic
bs30643 | Abbott Laboratories Diagnostic Div | CardioMEMS Hospital Electronics System | M180608784 | Monitors, Physiologic, Hemodynamic, Telemetric
BS23748 | GE Healthcare | CARESCAPE Respiratory Module E-sCO | SGV14203044HA | Physiologic Monitor Modules, Anesthetic Gas
BS23730 | GE Healthcare | CARESCAPE Respiratory Module E-sCO | SGV14203019HA | Physiologic Monitor Modules, Anesthetic Gas
BS25756 | GE Healthcare | CARESCAPE Respiratory Module E-sCO | SGV19261018HE | Physiologic Monitor Modules, Anesthetic Gas
| Scientific Industries | Vortex-Genie 2 | 2-402381 | Shaker/Orbiters, Laboratory
BS26849 | Huntleigh Healthcare | Dopplex D900 | 185522 | Detectors, Blood Flow, Ultrasonic
BS25746 | GE Healthcare | CARESCAPE Respiratory Module E-sCO | SGV17261112HA | Physiologic Monitor Modules, Anesthetic Gas
B41494 | GE Healthcare | CARESCAPE PDM Patient Data Module | SPX20420052SA | Physiologic Monitor Modules, Multiparameter
BS34147 | CIVCO Medical Soluctions | CAB-VR Storage System | 140-01123 | Cabinets, Storage, Endoscope
BS32948 | GE Healthcare | CARESCAPE PDM Patient Data Module | SPX19470383SA | Physiologic Monitor Modules, Multiparameter
BN30997 | GE Healthcare | CARESCAPE Respiratory Module E-sCO | SGV17341101HA | Physiologic Monitor Modules, Anesthetic Gas
B41261 | Huntleigh Healthcare | Dopplex D900 | 900LX17368821 | Detectors, Blood Flow, Ultrasonic
BS23862 | Physio-Control, Inc., a division of Medtronic | LIFEPAK 20e | 43879681 | Defibrillators, External, Manual
BS25133 | Welch Allyn Inc | SureTemp Plus 692 | 16022756 | Thermometers, Electronic
BS23857 | Physio-Control, Inc., a division of Medtronic | LIFEPAK 20e | 43879464 | Defibrillators, External, Manual
BS34938 | Exergen Corporation | TemporalScanner TAT-5000 | A843805 | Thermometers, Electronic, Infrared, Skin
BS30092 | Zoll Medical Corp | R Series PLUS | AF19A091150 | Defibrillators, External, Automated
BN29188 | Welch Allyn Inc | SureTemp Plus 692 | 16032304 | Thermometers, Electronic
BN26317 | Huntleigh Healthcare | Dopplex D900 | 900lx0174838-15 | Detectors, Blood Flow, Ultrasonic
| Penumbra, Inc. USA | Penumbra ENGINE | S20067-27 | Aspirators, Surgical
| GE Healthcare | CARESCAPE PDM Patient Data Module | SA317240553SA | Physiologic Monitor Modules, Multiparameter
BS23783 | GE Healthcare | CARESCAPE Respiratory Module E-sCO | SGV15177169HA | Physiologic Monitor Modules, Anesthetic Gas
Bs25736 | GE Healthcare | CARESCAPE PDM Patient Data Module | SA317380207SA | Physiologic Monitor Modules, Multiparameter
BS30131 | Zoll Medical Corp | R Series PLUS | AF18L090331 | Defibrillators, External, Automated
| Biosense Webster Inc. | nGen Monitor | 24040036FM | Monitors, Video
BS25764 | GE Healthcare | CARESCAPE Respiratory Module E-sCO | SGV17341059HA | Physiologic Monitor Modules, Anesthetic Gas
BS30102 | Zoll Medical Corp | R Series PLUS | AF19A091149 | Defibrillators, External, Automated
| Hill-Rom Services, Inc. | NURSE CALL CONSOLE | NURSE CALL INVASIVE LAB | Hospital Communication Systems, Nurse Call
B41596 | GE Healthcare | CARESCAPE PDM Patient Data Module | SPX21030052SA | Physiologic Monitor Modules, Multiparameter
BN29166 | Biosense Webster Inc. | SmartAblate | G4CP-2081 | Radiofrequency Therapy Systems, Tissue Ablation, Cardiac
| Biosense Webster Inc. | SmartAblate System Remote Control | G4RC-2071 | Controllers
| Exergen Corporation | TemporalScanner TAT-5000 | A1285815 | Thermometers, Electronic, Infrared, Skin
BL18197 | Lexion Medical | Cardio vascular | CV10032 | Physiologic Monitor Modules, Electrocardiography
BS27945 | Penumbra, Inc. USA | Penumbra ENGINE | S10126-30 | Aspirators, Surgical
BS20593 | 3M Health Care | Bair Paws Model 875 | 49855 | Warming Units, Patient, Forced-Air
B41589 | GE Healthcare | CARESCAPE Respiratory Module E-sCO | SGV20461238HA | Physiologic Monitor Modules, Anesthetic Gas
BS24409 | Penumbra, Inc. USA | Penumbra Max | AP1809005-00022 | Aspirators, Surgical
BS20649 | 3M Health Care | Bair Paws Model 875 | 49863 | Warming Units, Patient, Forced-Air
BN16542 | Huntleigh Healthcare | Dopplex D900 | 900LX0A20079-07 | Detectors, Blood Flow, Ultrasonic
BN16222 | Datex-Ohmeda | Push-To-Set Intermittent Suction Unit | GFFG21009 | Regulators, Suction
BN25183 | Ohio Medical Corporation | Intermittent/Continuous Vacuum Regulator | GFFT10950 | Regulators, Suction
| Zoll Medical Corp | R Series PLUS | AF19A090787 | Defibrillators, External, Automated
BS30938 | MEDICHOICE | LifeDop 150 | 2020040001 | Detectors, Blood Flow, Ultrasonic
BS23036 | Biosense Webster Inc. | CARTO 3 | 29094 | Stereotactic Systems, Image-Guided, Cardiac Mapping/Ablation
BS23770 | GE Healthcare | CARESCAPE PDM Patient Data Module | SA315260626GA | Physiologic Monitor Modules, Multiparameter
BN29176 | Welch Allyn Inc | SureTemp Plus 692 | 16102916 | Thermometers, Electronic
| Tripp Lite | SmartPro 120V 1.5kVA 1.35kW Line-Interactive Sine Wave UPS | 3220GYOSM820600163 | Power Systems, Electrical, Uninterruptible
BS30064 | Zoll Medical Corp | R Series PLUS | AF19A090786 | Defibrillators, External, Automated
bs32086 | NeurOptics | NPi-200 Pupillometer Kit | 2n193409 | Pupillometers
BS25829 | COVIDIEN | Emprint | L-EG15030308 | Microwave Therapy Systems, Tissue Ablation, Interstitial
BN29189 | Welch Allyn Inc | SureTemp Plus 692 | 16102920 | Thermometers, Electronic
B15282 | Huntleigh Healthcare | Sonicaid FD2 | FD2P341689721 | Detectors, Fetal Heart, Ultrasonic
BS34939 | Exergen Corporation | TemporalScanner TAT-5000 | A973059 | Thermometers, Electronic, Infrared, Skin
BS23726 | GE Healthcare | CARESCAPE Respiratory Module E-sCO | SGV15177149HA | Physiologic Monitor Modules, Anesthetic Gas
BS34940 | Exergen Corporation | TemporalScanner TAT-5000 | A973058 | Thermometers, Electronic, Infrared, Skin
BN24647 | STERIS Corp | Amsco DJ030124131 | 0412014016 | Warming Units, Multipurpose
BS23907 | GE Healthcare | CARESCAPE Monitor B650 | SK415491326HA | Monitoring Systems, Physiologic
BS20648 | 3M Health Care | Bair Paws Model 875 | 49847 | Warming Units, Patient, Forced-Air
BN12686 | Ohio Medical Corporation | Intermittent/Continuous Vacuum Regulator | GFFW15308 | Regulators, Suction
Bn16285 | Ohio Medical Corporation | Intermittent/Continuous Vacuum Regulator | GFFG15002 | Regulators, Suction
BS33432 | Merit Medical Systems Inc. | SAVI SCOUT | SC10084 | Tumor Resection Guidance Systems
BN29470 | Olympus America | CLV-190 | 7669261 | Light Sources, Rigid Endoscope/Multipurpose, Fiberoptic Cable
BN16605 | Welch Allyn Inc | 747 Diagnostic Set | 196778 | Ophthalmoscope/Otoscopes
BN27861 | Ohio Medical Corporation | Intermittent/Continuous Vacuum Regulator | GFFW15376 | Regulators, Suction
BS31964 | Exergen Corporation | TemporalScanner TAT-5000 | A936857 | Thermometers, Electronic, Infrared, Skin
BN29171 | Welch Allyn Inc | SureTemp Plus 692 | 16102911 | Thermometers, Electronic
BS34952 | Exergen Corporation | TemporalScanner TAT-5000 | A812864 | Thermometers, Electronic, Infrared, Skin
| KARL STORZ | Image 1 CCU | TBD | Image Processors, Video, Endoscopy
BN21305 | Ohio Medical Corporation | Intermittent/Continuous Vacuum Regulator | GFFH10008 | Regulators, Suction
BS26880 | GE Healthcare | CARESCAPE Respiratory Module E-sCO | SGV15177152HA | Physiologic Monitor Modules, Anesthetic Gas
BS25024 | CIVCO Medical Soluctions | CAB-VR Storage System | 150-00779 | Cabinets, Storage, Endoscope
BN18131 | Welch Allyn Inc | 747 Diagnostic Set | 166365 | Ophthalmoscope/Otoscopes
BN16689 | Welch Allyn Inc | 747 Diagnostic Set | 184805 | Ophthalmoscope/Otoscopes
BS25025 | CIVCO Medical Soluctions | CAB-VR Storage System | 150-00780 | Cabinets, Storage, Endoscope
| Welch Allyn Inc | SureTemp Plus 692 | 20411026 | Thermometers, Electronic
BN25737 | GE Healthcare | CARESCAPE PDM Patient Data Module | SA313272298GA | Physiologic Monitor Modules, Multiparameter
BS26855 | Medtronic Inc | AEX Generator | MTC1807047 | Electrosurgical Units, Monopolar/Bipolar
BN16276 | Ohio Medical Corporation | Intermittent/Continuous Vacuum Regulator | Gffg21003 | Regulators, Suction
BS23777 / INH-PRE16 | GE Healthcare | CARESCAPE Monitor B450 | SJA15212248HA | Monitoring Systems, Physiologic
BS23736 | GE Healthcare | CARESCAPE Respiratory Module E-sCO | SGV15167133HA | Physiologic Monitor Modules, Anesthetic Gas
BS25227 | Carl Zeiss Inc | OPMI Pentero 900 | 6637120586 | Microscopes, Light, Operating, Neurosurgery
B16104 | GE Healthcare | CARESCAPE Respiratory Module E-sCO | SGV20461224HA | Physiologic Monitor Modules, Anesthetic Gas
BS25714 | GE Healthcare | CARESCAPE PDM Patient Data Module | SA317380188SA | Physiologic Monitor Modules, Multiparameter
BS25524 | Welch Allyn Inc | SureTemp Plus 692 | 16102867 | Thermometers, Electronic
BN30887 / A49563 | Welch Allyn Inc | ELI 380 | 117120558323 | Electrocardiographs, Multichannel, Interpretive
bn26322 | Huntleigh Healthcare | Dopplex D900 | 900lx0174686-15 | Detectors, Blood Flow, Ultrasonic
BS23785 / INH-PRE19 | GE Healthcare | CARESCAPE Monitor B450 | SJA15212234HA | Monitoring Systems, Physiologic
BS33486 | Huntleigh Healthcare | Mini Dopplex | 21900LX16291819 | Detectors, Blood Flow, Ultrasonic
BS25138 | GE Healthcare | CARESCAPE Respiratory Module E-sCO | SGV17341086HA | Physiologic Monitor Modules, Anesthetic Gas
BN26331 | Ohio Medical Corporation | Intermittent/Continuous Vacuum Regulator | JGGV07081 | Regulators, Suction
BS23751 / INH-PRE03 | GE Healthcare | CARESCAPE Monitor B450 | SJA15212249HA | Monitoring Systems, Physiologic
B41497 / INH-PRE06 | GE Healthcare | CARESCAPE Monitor B450 | SNT20423007SA | Monitoring Systems, Physiologic
BS26851 | Huntleigh Healthcare | Dopplex D900 | 21900LX15299118 | Detectors, Blood Flow, Ultrasonic
BS23755 / INHP-PRO01 | GE Healthcare | CARESCAPE Monitor B450 | SJA15212275HA | Monitoring Systems, Physiologic
BS23773 / INH-PRE14 | GE Healthcare | CARESCAPE Monitor B450 | SJA15212247HA | Monitoring Systems, Physiologic
BS23776 / INH-PRE15 | GE Healthcare | CARESCAPE Monitor B450 | SJA15212250HA | Monitoring Systems, Physiologic
BS29650 / INH-TRN01 | GE Healthcare | CARESCAPE Monitor B450 | SNE19132127SA | Monitoring Systems, Physiologic
BS23731 / INHP-PRO02 | GE Healthcare | CARESCAPE Monitor B450 | SJA15212244HA | Monitoring Systems, Physiologic
BS23741 / INHP-PRO03 | GE Healthcare | CARESCAPE Monitor B450 | SJA15212246HA | Monitoring Systems, Physiologic
BS23739 / INH-PRO05 | GE Healthcare | CARESCAPE Monitor B450 | SJA15212219HA | Monitoring Systems, Physiologic
BS23727 / INHP-PRO06 | GE Healthcare | CARESCAPE Monitor B450 | SJA15212235HA | Monitoring Systems, Physiologic
BS23779 / INH-PRE17 | GE Healthcare | CARESCAPE Monitor B450 | SJA15212233HA | Monitoring Systems, Physiologic
B41495 / INH-PRE11 | GE Healthcare | CARESCAPE Monitor B450 | SNT20423012SA | Monitoring Systems, Physiologic
BS23764 / INH-PRE09 | GE Healthcare | CARESCAPE Monitor B450 | SJA15212245HA | Monitoring Systems, Physiologic
BS23765 / INH-PRE10 | GE Healthcare | CARESCAPE Monitor B450 | SJA15212215HA | Monitoring Systems, Physiologic
BS30125 | Zoll Medical Corp | R Series PLUS | AF18L090321 | Defibrillators, External, Automated
BN30019 | Merit Medical Systems Inc. | MetaSTAR RF Generator | RCG-077 | Radiofrequency Therapy Systems, Tissue Ablation, Intervertebral Disk
| Biosense Webster Inc. | nGen Power Supply | 23330145FP | Power Supplies
BN16054 | Ohio Medical Corporation | Intermittent/Continuous Vacuum Regulator | GFFH34045 | Regulators, Suction
BS23784 | GE Healthcare | CARESCAPE PDM Patient Data Module | SA315260589GA | Physiologic Monitor Modules, Multiparameter
B28054 | Ohio Medical Corporation | Intermittent/Continuous Vacuum Regulator | GFFV09484 | Regulators, Suction
BS20615 | 3M Health Care | Bair Paws Model 875 | 49887 | Warming Units, Patient, Forced-Air
BN26666 | Stryker CORP SURGICAL DIV | Visum LED II | 15E004298 | Lights, Surgical
BS23844 | Ohio Medical Corporation | Intermittent/Continuous Vacuum Regulator | JGHU36052 | Regulators, Suction
BS25140 | GE Healthcare | CARESCAPE Respiratory Module E-sCO | SGV17341088HA | Physiologic Monitor Modules, Anesthetic Gas
BN29270 | 3M Health Care | Bair Paws Model 875 | 59310 | Warming Units, Patient, Forced-Air
BS30937 | MEDICHOICE | LifeDop 150 | 2020040004 | Detectors, Blood Flow, Ultrasonic
BS34146 | CIVCO Medical Soluctions | CAB-VR Storage System | 140-01121 | Cabinets, Storage, Endoscope
BN29187 | Welch Allyn Inc | SureTemp Plus 692 | 16050825 | Thermometers, Electronic
B41592 | GE Healthcare | CARESCAPE Respiratory Module E-sCO | SGV20461373HA | Physiologic Monitor Modules, Anesthetic Gas
| Huntleigh Healthcare | Dopplex D900 | D900111139925 | Detectors, Blood Flow, Ultrasonic
BN29274 | 3M Health Care | Bair Paws Model 875 | 59287 | Warming Units, Patient, Forced-Air
BN12494 | Datex-Ohmeda | Push-To-Set Intermittent Suction Unit | GFJC00228 | Regulators, Suction
BS41585 | GE Healthcare | CARESCAPE Respiratory Module E-sCO | SGV20461191HA | Physiologic Monitor Modules, Anesthetic Gas
BN4888 | PEDIGO | P-2030 | 134866 | Warming Units, Blanket
BS23775 | GE Healthcare | CARESCAPE PDM Patient Data Module | SA315260610GA | Physiologic Monitor Modules, Multiparameter
BS4686 | Medtronic Inc | FORCE FX-C | F6L51206A | Electrosurgical Units
| Tripp Lite | SmartPro 120V 1.5kVA 1.35kW Line-Interactive Sine Wave UPS | 3220GYOSM820600159 | Power Systems, Electrical, Uninterruptible
BS32373 | 3M Health Care | Bair Paws Model 875 | 79945 | Warming Units, Patient, Forced-Air
BS20645 | 3M Health Care | Bair Paws Model 875 | 49866 | Warming Units, Patient, Forced-Air
| Biosense Webster Inc. | nGen Monitor | 23340366FG | Monitors, Video
BN29169 | Welch Allyn Inc | SureTemp Plus 692 | 16021424 | Thermometers, Electronic
| Stryker Instruments Div Stryker Corp | SafeAir | 200305-68 | Smoke Evacuation Systems, Surgical
BS23884 | Welch Allyn Inc | SureTemp Plus 692 | 15370254 | Thermometers, Electronic
BN27449 | Ohio Medical Corporation | Intermittent/Continuous Vacuum Regulator | gffg19905 | Regulators, Suction
BN30890 | GE Healthcare | CARESCAPE PDM Patient Data Module | SA31724058SA | Physiologic Monitor Modules, Multiparameter
BN29273 | 3M Health Care | Bair Paws Model 875 | 59289 | Warming Units, Patient, Forced-Air
b16417 | Bio-Med Devices Inc. | MAXAIR Cart | 7003 | Carts, Storage/Transport, Physiologic Monitor
BN22732 | Ohio Medical Corporation | Intermittent/Continuous Vacuum Regulator | GFFH04337 | Regulators, Suction
| MEDICHOICE | LifeDop 150 | 2023030212 | Detectors, Blood Flow, Ultrasonic
BS25726 | GE Healthcare | CARESCAPE PDM Patient Data Module | SA317380200SA | Physiologic Monitor Modules, Multiparameter
| Biosense Webster Inc. | nGen Irrigation Pump | 110923-111 | Pumps, Irrigation, Catheter
BS25715 | GE Healthcare | CARESCAPE PDM Patient Data Module | SA317380241SA | Physiologic Monitor Modules, Multiparameter
BS25721 | GE Healthcare | CARESCAPE PDM Patient Data Module | SA317380132SA | Physiologic Monitor Modules, Multiparameter
BS25711 | GE Healthcare | CARESCAPE PDM Patient Data Module | SA317380124SA | Physiologic Monitor Modules, Multiparameter
BN29182 | Welch Allyn Inc | SureTemp Plus 692 | 16032163 | Thermometers, Electronic
BS23181 | Merit Medical Systems Inc. | Multiplex II Controller | RCC-068 | Orthopedic Cement Extraction Systems
BN27737 | Welch Allyn Inc | Wall Sphygmomanometer | 071019145042 | Sphygmomanometers, Aneroid
BN12687 | Ohio Medical Corporation | Intermittent/Continuous Vacuum Regulator | GFFG21005 | Regulators, Suction
B41775 | GE Healthcare | CARESCAPE Respiratory Module E-sCO | SGV21471186HA | Physiologic Monitor Modules, Anesthetic Gas
B41804 | Stryker Corp Medical Div | 1688 AIM Camera Head | 21L550184 | Cameras, Video, Endoscope
BN27671 | Huntleigh Healthcare | Dopplex D900 | 900lx0a20083-07 | Detectors, Blood Flow, Ultrasonic
BS23753 / INH-PRE04 | GE Healthcare | CARESCAPE Monitor B450 | SJA15212200HA | Monitoring Systems, Physiologic
B41873 | Cincinnati Sub-Zero Products Inc | Blanketrol III | 214-3-13455 | Warming/Cooling Units, Patient, Circulating-Liquid
BS23855 | STERIS Corp | Amsco Warming Cabinet | 0426415036 | Warming Units, Multipurpose
B41593 | GE Healthcare | CARESCAPE Respiratory Module E-sCO | SGV20461345HA | Physiologic Monitor Modules, Anesthetic Gas
| GE Medical Systems | CARESCAPE CENTRAL STATION MAI700 | SKN17260052SA | Monitoring Systems
BN26678 | GE Healthcare | PRN 50-M+ | A1929135 | Printer/Graphic Recorders
BS30172 | Penumbra, Inc. USA | Penumbra ENGINE | S10128-42 | Aspirators, Surgical
B41591 | GE Healthcare | CARESCAPE Respiratory Module E-sCO | SGV20461367HA | Physiologic Monitor Modules, Anesthetic Gas
BS29655 | GE Healthcare | CARESCAPE PDM Patient Data Module | SPX19120049SA | Physiologic Monitor Modules, Multiparameter
B41590 | GE Healthcare | CARESCAPE Respiratory Module E-sCO | SGV20461236HA | Physiologic Monitor Modules, Anesthetic Gas
| Exergen Corporation | TemporalScanner TAT-5000 | A1176392 | Thermometers, Electronic, Infrared, Skin
BN25182 | Ohio Medical Corporation | Intermittent/Continuous Vacuum Regulator | GFFV09529 | Regulators, Suction
BS33487 | Huntleigh Healthcare | Dopplex D900 | 21900LX16348619 | Detectors, Blood Flow, Ultrasonic
Non-hospital owned | Medline Industries Inc | Comfort Glide Air Blower MSC60090 | C910033745 | Patient Transfer Aids
BS34949 | Exergen Corporation | TemporalScanner TAT-5000 | A844327 | Thermometers, Electronic, Infrared, Skin
BN22967 | Datex-Ohmeda | Push-To-Set Intermittent Suction Unit | GFFH35502 | Regulators, Suction
BS25731 | GE Healthcare | CARESCAPE PDM Patient Data Module | SA317380198SA | Physiologic Monitor Modules, Multiparameter
BS20963 | Parks Medical Electronics, Inc. | 811-B | 811B-800024540 | Detectors, Blood Flow, Ultrasonic
| Boston Scientific Corporation | LATITUDE Wireless Communicator | 026395 | Programmer/Testers, Implantable Cardiac Pacemaker
BS26873 | NeurOptics | NPi-200 Pupillometer Kit | 2N150475 | Pupillometers
| Baylis Medical Company INC | Radiofrequency Puncture Generator | 230417-010 | Radiofrequency Therapy Systems
BN26791 | STERIS Corp | Amsco QDJ Series | 0426415037 | Warming Units, Multipurpose
B41586 | GE Healthcare | CARESCAPE Respiratory Module E-sCO | SGV20461331HA | Physiologic Monitor Modules, Anesthetic Gas
BS15027 | Stryker Instruments Div Stryker Corp | CORE Console | 0604700173 | Power Systems, Electromechanical, Surgery
BS23787 | Medtronic Inc | CryoConsole | 5M0026 | Cryotherapy Systems, Tissue Ablation, Cardiac
BS20592 | 3M Health Care | Bair Paws Model 875 | 49875 | Warming Units, Patient, Forced-Air
BS23740 | GE Healthcare | CARESCAPE PDM Patient Data Module | SA315260603GA | Physiologic Monitor Modules, Multiparameter
BS18467 | St. Jude Medical | ILUMIEN OPTIS | 14433891 | Scanning Systems, Laser, Optical, Coherence, Tomography, Intravascular
BS31981 | Medtronic Inc | Valleylab FT10 | T2G55635DX | Electrosurgical Units, Monopolar/Bipolar
BS26877 | NeurOptics | NPi-200 Pupillometer Kit | 2N182001 | Pupillometers
BS27751 | Zoll Medical Corp | R Series PLUS | AF18L090332 | Defibrillators, External, Automated
| KARL STORZ | Image 1 S | OM874625-P | Image Processors, Video, Endoscopy
BN25358 | Ohio Medical Corporation | Intermittent Suction Unit | GFFK05759 | Regulators, Suction
BS23744 / INH-PRE05 | GE Healthcare | CARESCAPE Monitor B450 | SJA15212242HA | Monitoring Systems, Physiologic
BS18508 | 3M Health Care | Bair Hugger 775 | 62335 | Warming Units, Patient, Forced-Air
BS25748 | GE Healthcare | CARESCAPE Respiratory Module E-sCO | SGV17331060HA | Physiologic Monitor Modules, Anesthetic Gas
BS25141 | GE Healthcare | CARESCAPE Respiratory Module E-sCO | SGV17341023HA | Physiologic Monitor Modules, Anesthetic Gas
BS34948 | Exergen Corporation | TemporalScanner TAT-5000 | A831306 | Thermometers, Electronic, Infrared, Skin
BN16646 | Welch Allyn Inc | 747 Diagnostic Set | 184929 | Ophthalmoscope/Otoscopes
BS23746 / INHP-PRO04 | GE Healthcare | CARESCAPE Monitor B450 | SJA15212224HA | Monitoring Systems, Physiologic
BN16562 | Welch Allyn Inc | 747 Diagnostic Set | 166382 | Ophthalmoscope/Otoscopes
BS26866 / INH-TRN02 | GE Healthcare | CARESCAPE Monitor B450 | SJA14437351HA | Monitoring Systems, Physiologic
BN25186 | Ohio Medical Corporation | Intermittent/Continuous Vacuum Regulator | GFFH26584 | Regulators, Suction
BS34942 | Exergen Corporation | TemporalScanner TAT-5000 | A973063 | Thermometers, Electronic, Infrared, Skin
| Shockwave Medical Inc. | INTRAVASCULAR LITHOTRIPSY GENERATOR | 80869 | Angioplasty Systems, Lithotripsy Assisted
BS32084 | Huntleigh Healthcare | Dopplex D900 | 21900LX16106619 | Detectors, Blood Flow, Ultrasonic
BS30125 | Zoll Medical Corp | R Series PLUS | AF18L090321 | Defibrillators, External, Automated
Bn27671 | Huntleigh Healthcare | Dopplex D900 | 181328 | Detectors, Blood Flow, Ultrasonic
BS26869 | MEDICHOICE | LifeDop 150 | 2018050004 | Detectors, Blood Flow, Ultrasonic
BS24213 | SUNOPTIC TECHNOLOGIES | TITAN 400 | 42057 | Light Sources
BS28444 | Powercom America Inc. | BNT-1500AP | 40066041410 | Power Systems, Electrical, Uninterruptible
A109971 | Biosense Webster Inc. | nGEN | 23330274FC | Radiofrequency Therapy Systems, Tissue Ablation, Cardiac
BS25143 | Physio-Control a division of Stryker | LUCAS 3 | 35173672 | Resuscitators, Cardiac
| Summit Doppler Systems, Inc. | LifeDop 150 | 2023030207 | Detectors, Blood Flow, Ultrasonic
BS21770 | FlowCardia Inc | CROSSER | FCWF01323 | Catheters, Vascular, Guiding
BS23747 | GE Healthcare | CARESCAPE PDM Patient Data Module | SA315187338GA | Physiologic Monitor Modules, Multiparameter
BS20602 | 3M Health Care | Bair Paws Model 875 | 49039 | Warming Units, Patient, Forced-Air
BS34945 | Exergen Corporation | TemporalScanner TAT-5000 | A844317 | Thermometers, Electronic, Infrared, Skin
164785 | Shockwave Medical Inc. | INTRAVASCULAR LITHOTRIPSY GENERATOR | U8815 | Angioplasty Systems, Lithotripsy Assisted
| Oscor Inc | Oscor External Dual-Chamber Pacemaker | 1835001 | Pacemakers, Cardiac, External, Invasive Electrode, Transvenous
BN29178 | Welch Allyn Inc | SureTemp Plus 692 | 16102912 | Thermometers, Electronic
BS20805 | Ohio Medical Corporation | Intermittent/Continuous Vacuum Regulator | JGGU14281 | Regulators, Suction
Bs24815 | MEDICHOICE | LifeDop 150 | 2016010240 | Detectors, Blood Flow, Ultrasonic
BN21303 | Ohio Medical Corporation | Intermittent/Continuous Vacuum Regulator | GFFH10006 | Regulators, Suction
B41266 | Welch Allyn Inc | 76100 | 15562 | Printers
| CooperSurgical, Inc. | LifeDop 250 | 2023030228 | Detectors, Blood Flow, Ultrasonic
BS25137 | GE Healthcare | CARESCAPE Respiratory Module E-sCO | SGV17331124HA | Physiologic Monitor Modules, Anesthetic Gas
| Huntleigh Healthcare | Dopplex MD2 | MD2P352088322 | Detectors, Blood Flow, Ultrasonic
BN24546 | STERIS Corp | Amsco Warming Cabinet | 0411514074 | Warming Units, Multipurpose
| Philips Healthcare | CVX-300-P | 82008 | Lasers, Excimer, Angioplasty
BN29173 | Welch Allyn Inc | SureTemp Plus 692 | 16102918 | Thermometers, Electronic
| Lantheus Medical Imaging | VialMix RIFD | 2317400673 | Readers, Microhematocrit
BS20641 | 3M Health Care | Bair Paws Model 875 | 49864 | Warming Units, Patient, Forced-Air
B16315 | GE Medical Systems | CARESCAPE CENTRAL STATION MAI700 | SKN20530022SA | Monitoring Systems
BS18506 | 3M Health Care | Bair Hugger 775 | 62337 | Warming Units, Patient, Forced-Air
| Hillrom Co Inc. | Yellofins Apex Stirrups | A309998 | Heel Stirrups
BN29175 | Welch Allyn Inc | SureTemp Plus 692 | 16081582 | Thermometers, Electronic
BN29179 | Welch Allyn Inc | SureTemp Plus 692 | 16102865 | Thermometers, Electronic
BS23757 / INH-TRN03 | GE Healthcare | CARESCAPE Monitor B450 | SJA15212243HA | Monitoring Systems, Physiologic
BN13462 | Welch Allyn Inc | SureTemp Plus 692 | 16032171 | Thermometers, Electronic
BS30068 | Zoll Medical Corp | R Series PLUS | AF19A091151 | Defibrillators, External, Automated
BS30780 | GE Healthcare | CARESCAPE PDM Patient Data Module | SA313272208GA | Physiologic Monitor Modules, Multiparameter
B41795 | Stryker Endoscopy Div Stryker Corp | CONNECTED OR HUB | 22A544904 | Information Systems, Picture Archiving/Communication, Endoscopy
BS18507 | 3M Health Care | Bair Hugger 775 | 62447 | Warming Units, Patient, Forced-Air
BN26659 | Stryker CORP SURGICAL DIV | Visum LED II | 15E004268 | Lights, Surgical
BS23771 / INH-PRE13 | GE Healthcare | CARESCAPE Monitor B450 | SJA15212222HA | Monitoring Systems, Physiologic
BN22735 | Ohio Medical Corporation | Intermittent/Continuous Vacuum Regulator | GFFJL9908 | Regulators, Suction
BN26321 | Huntleigh Healthcare | Dopplex D900 | 900LX0174796-15 | Detectors, Blood Flow, Ultrasonic
BS34951 | Exergen Corporation | TemporalScanner TAT-5000 | A973069 | Thermometers, Electronic, Infrared, Skin
BN30889 / INH-PRE01 | GE Healthcare | CARESCAPE Monitor B450 | SNE17230245HA | Monitoring Systems, Physiologic
BS23749 / INH-PRE02 | GE Healthcare | CARESCAPE Monitor B450 | SJA15212240HA | Monitoring Systems, Physiologic
BN30884 / A49564 | Welch Allyn Inc | ELI 380 | 117120558322 | Electrocardiographs, Multichannel, Interpretive
BN30902 / INH-PRE08 | GE Healthcare | CARESCAPE Monitor B450 | SNE17230243HA | Monitoring Systems, Physiologic
BS20620 | 3M Health Care | Bair Paws Model 875 | 49035 | Warming Units, Patient, Forced-Air
BS23786 | GE Healthcare | CARESCAPE Respiratory Module E-sCO | SGV14203013HA | Physiologic Monitor Modules, Anesthetic Gas
BN21304 | Ohio Medical Corporation | Intermittent/Continuous Vacuum Regulator | GFFH10005 | Regulators, Suction
BL20195 | Welch Allyn Inc | Wall Sphygmomanometer | 071130084441 | Sphygmomanometers, Aneroid
BN25184 | Ohio Medical Corporation | Intermittent/Continuous Vacuum Regulator | GFFW15343 | Regulators, Suction
BS24442 | Exergen Corporation | TemporalScanner TAT-5000 | A760528 | Thermometers, Electronic, Infrared, Skin
| Parks Medical Electronics, Inc. | DOPPLER | 900LX0159692-13 | Detectors, Blood Flow/Fetal Heart, Ultrasonic
BN25185 | Ohio Medical Corporation | Intermittent/Continuous Vacuum Regulator | GFFW15315 | Regulators, Suction
BS25727 | GE Healthcare | CARESCAPE PDM Patient Data Module | SA317380230SA | Physiologic Monitor Modules, Multiparameter
BS30394 | Detecto - A Division of Cardinal Scale Manufacturing Co. | APEX | E30121-0166 | Scales, Patient, Floor
| Stryker Instruments Div Stryker Corp | SafeAir | 200306-21 | Smoke Evacuation Systems, Surgical
| Stryker Instruments Div Stryker Corp | SafeAir | 191114-05 | Smoke Evacuation Systems, Surgical
BS23892 | Oscor Inc | Oscor External Dual-Chamber Pacemaker | 1604020 | Pacemakers, Cardiac, External, Invasive Electrode, Transvenous
BS26841 | GE Healthcare | CARESCAPE PDM Patient Data Module | SA315430551SA | Physiologic Monitor Modules, Multiparameter
BS22040 | STERIS Corp | STERIS 5085 SRT | 0432412066 | Tables, Operating
| Stryker Instruments Div Stryker Corp | T7 Surgical Helmet | 433650 Stryker Drill and Helmet | Surgical Helmet Systems
B41778 | GE Healthcare | CARESCAPE PDM Patient Data Module | SPX22050166SA | Physiologic Monitor Modules, Multiparameter
BS31672 | Stryker Instruments Div Stryker Corp | CORE 2 Console | 2032200069 | Power Systems, Electromechanical, Surgery
Bn29471 | Olympus America | OEP-5 | A625643 | Printers, Video
B41847 | Stryker Endoscopy Div Stryker Corp | SDP1000 | 22087 | Printers, Video
| Stryker Instruments Div Stryker Corp | SafeAir | 200430-84 | Smoke Evacuation Systems, Surgical
| Stryker Instruments Div Stryker Corp | SafeAir | 21090925 | Smoke Evacuation Systems, Surgical
BS24077 | 3M Health Care | Bair Hugger 775 | 19299 | Warming Units, Patient, Forced-Air
B42453 | Carl Zeiss Inc | OPMI LUMERA 700 | 6634146508 | Microscopes, Light, Operating, Ophthalmology
BS19067 | Carl Zeiss Inc | OPMI Vario/S88 | 6629503160 | Microscopes, Light, Operating, Neurosurgery
| Huntleigh Healthcare | Dopplex D900 | 900LX0157534-12 | Detectors, Blood Flow, Ultrasonic
| Sony Electronics Inc Medical Systems Div | UP-DR80MD | 765706 | Printers, Video
| Stryker Endoscopy Div Stryker Corp | AHTO Irrigation Pump | 020070601 | Irrigation/Distention Systems
BS31678 | Stryker Instruments Div Stryker Corp | CORE 2 Console | 2031500919 | Power Systems, Electromechanical, Surgery
B41774 | Stryker Corp Medical Div | 32" 4K Surgical Display | SV7321J0429 | Monitors, Video
BS23960 | GE Healthcare | CARESCAPE PDM Patient Data Module | SA315493154SA | Physiologic Monitor Modules, Multiparameter
BS30067 | Zoll Medical Corp | R Series PLUS | AF19A091161 | Defibrillators, External, Automated
| Stryker Endoscopy Div Stryker Corp | PneumoClear | 1911CE1425 | Insufflators, Laparoscopic
B41651 | Integra Lifesciences | Codman Electrosurgical Irrigator | RRG2119008 | Irrigators, Surgical Site, Electrosurgery
BS31663 | Stryker Instruments Div Stryker Corp | CORE 2 Console | 2031500559 | Power Systems, Electromechanical, Surgery
| LIVANOVA | S5 | 48E07783 | Heart-Lung Bypass Units
BS21548 | Edwards Lifesciences | Vigileo | VL006556 | Monitors, Physiologic, Cardiac Output, Bedside
| Hillrom Co Inc. | Yellofins Apex Stirrups | A379643 | Heel Stirrups
| Hillrom Co Inc. | Yellofins Apex Stirrups | A419203 | Heel Stirrups
| KARL STORZ | Image 1 CCU | TBD | Image Processors, Video, Endoscopy
| LIVANOVA | S5 | 48E01363 | Heart-Lung Bypass Units
Bn25728 | GE Healthcare | CARESCAPE PDM Patient Data Module | SA313282627GA | Physiologic Monitor Modules, Multiparameter
Bs23614 | Stryker Endoscopy Div Stryker Corp | SDP1000 | 95934 | Printers, Video
BS31505 | COBE Cardiovascular, Inc. (Sorin) | SCP System | 60S08083 | Pumps, Extracorporeal Perfusion
BS31677 | Stryker Instruments Div Stryker Corp | CORE 2 Console | 2031500199 | Power Systems, Electromechanical, Surgery
BS31656 | Parks Medical Electronics, Inc. | 811-B | 811B-600033717 | Detectors, Blood Flow, Ultrasonic
A53173 | Hillrom Co Inc. | TruSystem 7000 dV | 108824039 | Tables, Operating
B12558 | COBE Cardiovascular, Inc. (Sorin) | S5 Single Roller Pump | 10E21364 | Pumps, Extracorporeal Perfusion
A47409 | Zoll Medical Corp | R Series PLUS | AF19A909779 | Defibrillators, External, Automated
B41813 | Stryker Corp Medical Div | 1688 AIM Camera Head | 21L574814 | Cameras, Video, Endoscope
BN17907 | Datex-Ohmeda | 1226 | GFHP40598 | Regulators, Suction
| Stryker Endoscopy Div Stryker Corp | 1688 AIM Camera Control Unit | 19E550854 | Video Systems, Endoscopic, Video Adapter
BS31781 | STERIS Corp | STERIS 5095 | 0405522253 | Tables, Operating
B12557 | COBE Cardiovascular, Inc. (Sorin) | S5 Single Roller Pump | 10E21363 | Pumps, Extracorporeal Perfusion
| Hillrom Co Inc. | Yellofins Apex Stirrups | A252459 | Heel Stirrups
| Stryker Corp Medical Div | REMB | Sagittal Saw | Default
A59126 / OR-TRN02 | GE Healthcare | CARESCAPE Monitor B450 | SNT24246007SA | Monitoring Systems, Physiologic
Bs25226 | Hillrom Co Inc. | TruSystem 7000 dV | 103348782 | Tables, Operating
BS18857 | Alcon Laboratories Inc | CENTURION Vision System | 1502283601X | Phacoemulsification Units, Cataract Extraction
B12556 | COBE Cardiovascular, Inc. (Sorin) | S5 Single Roller Pump | 10E21361 | Pumps, Extracorporeal Perfusion
BS26838 | GE Healthcare | CARESCAPE PDM Patient Data Module | SA314431458GA | Physiologic Monitor Modules, Multiparameter
| Carl Zeiss Inc | OPMI Pentero 800 | 6641721738 | Microscopes, Light, Operating, Neurosurgery
BS26516 | 3M Health Care | Bair Hugger 775 | 112261 | Warming Units, Patient, Forced-Air
B10287 | Mizuho OSI | Trios Surgical Table System | 2062 | Tables, Operating
| Synovis | GEM Flow Coupler | 135306000299 | Flowmeters
| Stryker Endoscopy Div Stryker Corp | PneumoClear | 1910CE0818 | Insufflators, Laparoscopic
BS20654 | Ohio Medical Corporation | Intermittent/Continuous Vacuum Regulator | GFHQ40557 | Regulators, Suction
B41816 | Stryker Corp Medical Div | 1688 AIM Camera Head | 21L55304 | Cameras, Video, Endoscope
| 3M Health Care | Bair Hugger 775 | 100584 | Warming Units, Patient, Forced-Air
BS31660 | Stryker Instruments Div Stryker Corp | CORE 2 Console | 2032200029 | Power Systems, Electromechanical, Surgery
A59361 | Teleflex Incorporated | AC3 Optimus | 2411178F | Circulatory Assist Units, Cardiac, Intra-Aortic Balloon
BL33096 | WEG Surgical Solutions | WEG Warmer | C-N-10190 | Warming Units, Irrigation Fluids
A59366 | Teleflex Incorporated | AC3 Optimus | 2411174F | Circulatory Assist Units, Cardiac, Intra-Aortic Balloon
B12559 | COBE Cardiovascular, Inc. (Sorin) | S5 Single Roller Pump | 10E21362 | Pumps, Extracorporeal Perfusion
| Stryker Endoscopy Div Stryker Corp | AHTO Irrigation Pump | 15F031654 | Irrigation/Distention Systems
BS13233 | SUNOPTIC TECHNOLOGIES | SolarMaxx 300 | 32607 | Light Sources
| Hillrom Co Inc. | Yellofins Apex Stirrups | A280479 | Heel Stirrups
| Stryker Instruments Div Stryker Corp | T7 Surgical Helmet | NSN | Surgical Helmet Systems
BS30129/A47352 | Zoll Medical Corp | R Series PLUS | AF18L090328 | Defibrillators, External, Automated
| KARL STORZ | WM 200 | MAWM212162 | Image Processors, Video, Endoscopy
BS31666 | Stryker Instruments Div Stryker Corp | CORE 2 Console | 2031500929 | Power Systems, Electromechanical, Surgery
BS31983 | CONMED Corporation | AirSeal iFS | 2207CE0584 | Insufflators, Laparoscopic
| Medline Industries Inc | Comfort Glide Air | C910034324 | Pumps, Alternating Pressure Pad
| KARL STORZ | UH 400 | 40107229 | Electrosurgical Units, Monopolar/Bipolar
BL33109 | MISONIX, INC | neXus | XA1202 | Aspirator/Irrigators, Surgical, Ultrasonic
BS31501 | COBE Cardiovascular, Inc. (Sorin) | S5 Single Roller Pump | 10E04125 | Pumps, Extracorporeal Perfusion
BS26829 | Parks Medical Electronics, Inc. | 811-B | 811B-600028574 300-0197-00 | Detectors, Blood Flow, Ultrasonic
B41805 | Stryker Corp Medical Div | 1688 AIM Camera Head | 21L567594 | Cameras, Video, Endoscope
| Medtronic Inc | AEX Generator | MTC1526011 | Electrosurgical Units, Monopolar/Bipolar
BS31673 | Stryker Instruments Div Stryker Corp | CORE 2 Console | 2031500229 | Power Systems, Electromechanical, Surgery
BS33030 | Stryker CORP SURGICAL DIV | FLYTE Battery Charger | 2000224863 | Battery Chargers
| COBE Cardiovascular, Inc. (Sorin) | SCP System | 60E12843 | Pumps, Extracorporeal Perfusion
A59153 | Mizuho OSI | Aquari Immersion Controller | 298 | Controllers, Specialty Bed/Mattress System
BS25716 | GE Healthcare | CARESCAPE PDM Patient Data Module | SA317380237SA | Physiologic Monitor Modules, Multiparameter
BS34769 | Medtronic Inc | Situate Detection Console 200X | X19KDW | Sponge Detectors, Surgical, Radiofrequency
BS26835 | GE Healthcare | CARESCAPE PDM Patient Data Module | SA315230252GA | Physiologic Monitor Modules, Multiparameter
A59369 | MISONIX, INC | neXus | XA2895-MA | Aspirator/Irrigators, Surgical, Ultrasonic
BS31671 | Stryker Instruments Div Stryker Corp | CORE 2 Console | 2031500609 | Power Systems, Electromechanical, Surgery
BS19719 | Ethicon Endo-Surgery | GEN11 | 1111128701 | Electrosurgical Units, Bipolar
B12440 | GE Healthcare | CARESCAPE Monitor B450 | SJA15432137HA | Monitoring Systems, Physiologic
B41661 | Mizuho OSI | Trios Surgical Table System | 2707 | Tables, Operating
B16324 | LIVANOVA | XTRA | BO35681F21 | Autotransfusion Units, Blood Processing
BS19718 | Ethicon Endo-Surgery | GEN11 | 1111127071 | Electrosurgical Units, Bipolar
BL33104 | Transonic Systems, Inc. | HT353 | HT353B91158 | Detectors, Blood Flow, Ultrasonic
BN25733 | GE Healthcare | CARESCAPE PDM Patient Data Module | SA314055634GA | Physiologic Monitor Modules, Multiparameter
BS19717 | Ethicon Endo-Surgery | GEN11 | 1111127077 | Electrosurgical Units, Bipolar
BS19721 | Ethicon Endo-Surgery | GEN11 | 1111128298 | Electrosurgical Units, Bipolar
Bs20752 | Zimmer Inc Patient Care Div | ATS 4000 | 401504150006 | Tourniquets, Pneumatic
| Medline Industries Inc | Comfort Glide Air | C910034316 | Pumps, Alternating Pressure Pad
A57406 | LIVANOVA | Essenz | 49PK00545 | Heart-Lung Bypass Units
Power Pack 6 | Stryker Instruments Div Stryker Corp | Flyte Power Pack | NSN | Batteries
BS19720 | Ethicon Endo-Surgery | GEN11 | 1111128581 | Electrosurgical Units, Bipolar
B41773 | Stryker Corp Medical Div | 32" 4K Surgical Display | SV7321J0423 | Monitors, Video
BS30629 | Zimmer Inc Patient Care Div | ATS 4000 | 401901040012 | Tourniquets, Pneumatic
BS19722 | Ethicon Endo-Surgery | GEN11 | 1111128630 | Electrosurgical Units, Bipolar
A59392 | COVIDIEN | Emprint | EG16040413 | Microwave Therapy Systems, Tissue Ablation, Interstitial
BS19723 | Ethicon Endo-Surgery | GEN11 | 1111127055 | Electrosurgical Units, Bipolar
BN13346 | O.R. Solutions, Inc. | ORS-2057D | 42758 | Warming Units, Blood/Intravenous Solution
BS31661 | Stryker Instruments Div Stryker Corp | CORE 2 Console | 2031500939 | Power Systems, Electromechanical, Surgery
B41604 | Mizuho OSI | Advanced Control I-Base | 8882 | Tables, Operating, Orthopedic, Spinal
BN17650 | Continental Metal Products Co Inc | CMP Pass Through Warming Cabinet | 1554430 | Warming Units, Multipurpose
BS20667 | Parks Medical Electronics, Inc. | 811-B | 811B-600017776 | Detectors, Blood Flow, Ultrasonic
| Hillrom Co Inc. | Yellofins Apex Stirrups | A379644 | Heel Stirrups
BS31504 | COBE Cardiovascular, Inc. (Sorin) | S5 Single Roller Pump | 10E04120 | Pumps, Extracorporeal Perfusion
B28190 | Baxter | DUPLOSPRAY MIS | 166647 | Regulators, High-Pressure Gas
B32149 | SONY CORP OF AMERICA | LMD-3251MT/HD | 3100658 | Monitors, Video
| Stryker Corp Medical Div | Visum LED II Power Supply | 24A000088 | Power Supplies
BS31557 | Stryker CORP SURGICAL DIV | Neptune 3 Ultra Rover | 2003505933 | Waste-Disposal Units, Liquid
B36084 | Continental Metal Products Co Inc | CMP Solution/Blanket Warming Cabinet | NSN | Warming Units, Multipurpose
BS19835 | SUNOPTIC TECHNOLOGIES | TITAN 400 | 41186 | Light Sources
BS20816 | Ohio Medical Corporation | Intermittent/Continuous Vacuum Regulator | JGGU14274 | Regulators, Suction
BS31670 | Stryker Instruments Div Stryker Corp | CORE 2 Console | 2031500599 | Power Systems, Electromechanical, Surgery
BS31588 | Zimmer Inc Patient Care Div | ATS 4000 | 402001280018 | Tourniquets, Pneumatic
A57668 | Quanta System | Litho 100 | CYM3716-1024 | Lasers, Ho:YAG, Surgical
| KARL STORZ | Image 1 CCU | TBD | Image Processors, Video, Endoscopy
| Smith & Nephew Inc Div Smith & Nephew plc | Versajet II | KWIC260132 | Water-Jet Surgical Units, Wound
Bs23870 | Medtronic Inc | ForceTriad | T5F46810EX | Electrosurgical Units, Monopolar/Bipolar
B41815 | Stryker Corp Medical Div | 1688 AIM Camera Head | 21L550264 | Cameras, Video, Endoscope
B42649 | Carl Zeiss Inc | MediLive Trio Eye | 6907120625 | Cameras, Photographic, Microscope
BS32487 | Smith & Nephew Endoscopy Div Smith & Nephew plc | Quantum 2 | B10947 | Radiofrequency Therapy Systems, Tissue Ablation, Intraarticular
Stryker Ceiling-Mounted Equipment | Stryker Corp Medical Div | 0682-000-302 | 199079 | SURGICAL FACILITY BOOM, CEILING-MOUNTED
BL33097 | WEG Surgical Solutions | WEG Warmer | C-10040 | Warming Units, Irrigation Fluids
BS30051 | KARL STORZ | Autocon III | 40102178 | Electrosurgical Units, Monopolar/Bipolar
BS31676 | Stryker Instruments Div Stryker Corp | CORE 2 Console | 2031500639 | Power Systems, Electromechanical, Surgery
B41798 | Stryker Endoscopy Div Stryker Corp | CONNECTED OR HUB | 22A545044 | Information Systems, Picture Archiving/Communication, Endoscopy
BS31555 | Stryker CORP SURGICAL DIV | Neptune 3 Ultra Rover | 2002219653 | Waste-Disposal Units, Liquid
BS32088 | Oscor Inc | Oscor External Dual-Chamber Pacemaker | 1835002 | Pacemakers, Cardiac, External, Invasive Electrode, Transvenous
BS19923 | Alcon Laboratories Inc | CONSTELLATION Vision System | 1202504301X | Phacoemulsification Units, Cataract Extraction
BS33328 | GE Healthcare | CARESCAPE Monitor B450 | SNE19293039SA | Monitoring Systems, Physiologic
BS31578 | Zimmer Inc Patient Care Div | ATS 4000 | 402001020005 | Tourniquets, Pneumatic
B41658 | Medtronic Inc | Valleylab FT10 | T1150968DX | Electrosurgical Units, Monopolar/Bipolar
| Fisher & Paykel Healthcare (USA) | MR810 | 250430283772 | Humidifiers, Artificial Airway, Heated
| Medline Industries Inc | Comfort Glide Air | C910034363 | Pumps, Alternating Pressure Pad
BS26803 | Detecto - A Division of Cardinal Scale Manufacturing Co. | Wet Diaper Scale | E23219-0117 | Scales, Clinical, Precision
BS26842 | Detecto - A Division of Cardinal Scale Manufacturing Co. | Wet Diaper Scale | E27618-0125 | Scales, Clinical, Precision
| Continental Metal Products Co Inc | CMP Pass Through Warming Cabinet | BN15982 | Warming Units, Multipurpose
| Fisher & Paykel Healthcare (USA) | MR810 | 250430283944 | Humidifiers, Artificial Airway, Heated
BS33025 | Parks Medical Electronics, Inc. | 811-B | 811B-600032057 | Detectors, Blood Flow, Ultrasonic
B12917 | 3M Health Care | Bair Hugger 775 | 124363 | Warming Units, Patient, Forced-Air
| Hillrom Co Inc. | Yellofins Apex Stirrups | A392763 | Heel Stirrups
| Synovis | GEM Flow Coupler | 135306000300 | Flowmeters
BS26836 | GE Healthcare | CARESCAPE PDM Patient Data Module | SA313282842GA | Physiologic Monitor Modules, Multiparameter
BS26802 | Detecto - A Division of Cardinal Scale Manufacturing Co. | Wet Diaper Scale | E23219-0115 | Scales, Clinical, Precision
A57145 | CARDIOQUIP, LP | Modular Cooler-Heater | 10163060 | Warming/Cooling Units, Patient, Heart-Lung Bypass
BS31580 | Zimmer Inc Patient Care Div | ATS 4000 | 402001310014 | Tourniquets, Pneumatic
BS11310 | Carl Zeiss Inc | OPMI Vario/S88 | 400686 | Microscopes, Light, Operating, Neurosurgery
B41844 | Stryker Endoscopy Div Stryker Corp | PneumoClear | 2021AN01169 | Insufflators, Laparoscopic
BS25165 | GE Healthcare | CARESCAPE PDM Patient Data Module | SA317260261SA | Physiologic Monitor Modules, Multiparameter
Bs31605 | CONMED Corporation | AirSeal iFS | 2004CE0340 | Insufflators, Laparoscopic
164769 | BD | ARCTIC SUN STAT | DYGSAL036 | Warming/Cooling Units, Patient, Circulating-Liquid
| WEG Surgical Solutions | WEG Warmer | C-N-10072 | Warming Units, Irrigation Fluids
BS32178 | Parks Medical Electronics, Inc. | 811-B | 60001788 | Detectors, Blood Flow, Ultrasonic
BS15116 | DRUCKER DIAGNOSTICS | 755VES | 600606-20 | Centrifuges, Tabletop, Low-Speed, Nonrefrigerated
BS21535 | STERIS Corp | STERIS 4085 | 0419511049 | Tables, Operating
| GE Healthcare | CARESCAPE Respiratory Module E-sCO | SUA24201216HA | Physiologic Monitor Modules, Anesthetic Gas
A57146 | CARDIOQUIP, LP | MCH-10ARH | 15010299 | Cooling Units
A59365 | Teleflex Incorporated | AC3 Optimus | 2411175F | Circulatory Assist Units, Cardiac, Intra-Aortic Balloon
A59710 | WEG Surgical Solutions | WEG Slush | SS-T-1144 | Surgical Slush Units
BS34773 | Medtronic Inc | Situate Detection Console 200X | X19KEC | Sponge Detectors, Surgical, Radiofrequency
BL33098 | WEG Surgical Solutions | WEG Warmer | C-N-10067 | Warming Units, Irrigation Fluids
A59363 | Teleflex Incorporated | AC3 Optimus | 2411176F | Circulatory Assist Units, Cardiac, Intra-Aortic Balloon
| Vascular Technology Incorporated (VTI) | VTI Surgical Doppler | 21241-015 | Flowmeters, Blood, Ultrasonic
B27751 - Under System SN SK1549 | INTUITIVE SURGICAL | da Vinci Xi Vision Cart | 559770 | Carts, Storage/Transport, Surgical Instrument
B41662 | Mizuho OSI | Trios Surgical Table System | 2708 | Tables, Operating
| Medline Industries Inc | Comfort Glide Air | C910034338 | Pumps, Alternating Pressure Pad
A59362 | Teleflex Incorporated | AC3 Optimus | 2411181F | Circulatory Assist Units, Cardiac, Intra-Aortic Balloon
BS23819 | Ecolab | Hush Slush System | 6808 | Surgical Slush Units
BN17488 | Continental Metal Products Co Inc | CMP Pass Through Warming Cabinet | 185167 | Warming Units, Multipurpose
A59364 | Teleflex Incorporated | AC3 Optimus | 2411180F | Circulatory Assist Units, Cardiac, Intra-Aortic Balloon
BS17921 | STERIS Corp | STERIS 5085 SRT | 0406413013 | Tables, Operating
Stryker Ceiling-Mounted Equipment | Stryker Corp Medical Div | 0682-000-302 | 199068 | SURGICAL FACILITY BOOM, CEILING-MOUNTED
BS21053 | SUNOPTIC TECHNOLOGIES | TITAN 300 | I4009412-300W | Light Sources
BS31838 | 3M Health Care | Ranger Model 245 | 83887 | Warming Units, Blood/Intravenous Solution
BS31589 | Zimmer Inc Patient Care Div | ATS 4000 | 402001020020 | Tourniquets, Pneumatic
| Vascular Technology Incorporated (VTI) | VTI Surgical Doppler | 21081-012 | Flowmeters, Blood, Ultrasonic
| Lumenis | VersaPulse PowerSuite 100W | L-937 | Lasers, Ho:YAG, Surgical
| GE Healthcare | CARESCAPE Respiratory Module E-sCO | SUA24201167HA | Physiologic Monitor Modules, Anesthetic Gas
BS26637 | GE Healthcare | CARESCAPE PDM Patient Data Module | SA317360422SA | Physiologic Monitor Modules, Multiparameter
BN25724 | GE Healthcare | CARESCAPE PDM Patient Data Module | SA314055655GA | Physiologic Monitor Modules, Multiparameter
BS33011 | Sechrist Industries Inc | 3500CPG | 64428 | Compressed Gas Proportioners, Oxygen-Air
| KARL STORZ | 32IN 4K MONITOR | 25712122 | Monitors, Video
| Hillrom Co Inc. | Yellofins Apex Stirrups | R910205035R | Heel Stirrups
BS26860 | GE Healthcare | CARESCAPE PDM Patient Data Module | SA314431450GA | Physiologic Monitor Modules, Multiparameter
B41653 | Integra Lifesciences | Codman Electrosurgical Irrigator | RRG2119021 | Irrigators, Surgical Site, Electrosurgery
| Vascular Technology Incorporated (VTI) | VTI Surgical Doppler | 21241-001 | Flowmeters, Blood, Ultrasonic
177011 | Ohio Medical Corporation | Intermittent/Continuous Vacuum Regulator | Gffd06758 | Regulators, Suction
BS20818 | Ohio Medical Corporation | Intermittent/Continuous Vacuum Regulator | JGGU14280 | Regulators, Suction
| KARL STORZ | Surgical Cart | WN01603 | Carts, Computer/Video Monitor
BS23801 | Post Glover/LifeLink Inc. | Mark V | 46154 | Monitors, Electrical Safety, Line Isolation
BS31548 | Stryker CORP SURGICAL DIV | Neptune 3 Ultra Rover | 2003709613 | Waste-Disposal Units, Liquid
BS31586 | Zimmer Inc Patient Care Div | ATS 4000 | 402001310012 | Tourniquets, Pneumatic
BS31542 | Stryker CORP SURGICAL DIV | Neptune 3 Ultra Rover | 2003406373 | Waste-Disposal Units, Liquid
BS31962 | Medtronic Inc | Valleylab FT10 | T2G55636DX | Electrosurgical Units, Monopolar/Bipolar
| David Scott Company | Lift Assist Stirrups | Z278VH6634 | Heel Stirrups
164796 | 3M Health Care | Ranger Model 245 | 101306 | Warming Units, Blood/Intravenous Solution
B10004 | Medtronic Inc | Valleylab FT10 | T0L45806DX | Electrosurgical Units, Monopolar/Bipolar
| Stryker Endoscopy Div Stryker Corp | PneumoClear | 2201CE0588 | Insufflators, Laparoscopic
| Continental Metal Products Co Inc | CMP Pass Through Warming Cabinet | NSN 185627 | Warming Units, Multipurpose
BS18495 | 3M Health Care | Bair Hugger 775 | 62453 | Warming Units, Patient, Forced-Air
BS31547 | Stryker CORP SURGICAL DIV | Neptune 3 Ultra Rover | 2003129283 | Waste-Disposal Units, Liquid
BS22807 B27384 A43445 | Mizuho OSI | Hana Hip and Knee Arthroplasty Table | 2014-0733 | Tables, Operating, Orthopedic, Fracture/Trauma
| Unknown | ROUNDS/MAINTENANCE | Or Table remote | Miscellaneous Maintenance
163180 | Arthrex Inc | Angel | GB2897 | Centrifugal Blood Cell Processors, Autologous Platelet Separation
BS24222 | Medtronic Inc | Valleylab FT10 | T6G06324DX | Electrosurgical Units, Monopolar/Bipolar
BS31788 | STERIS Corp | STERIS 5095 | 040552257 | Tables, Operating
A57410 | Stille Surgical Inc | ImagiQ3 Legacy | 550-17002514161047 | Tables, Imaging, Radiographic/Fluoroscopic
| Medline Industries Inc | Comfort Glide Air | C910034279 | Pumps, Alternating Pressure Pad
| Stryker Endoscopy Div Stryker Corp | 1688 AIM Camera Control Unit | 21H503994 | Video Systems, Endoscopic, Video Adapter
| Stryker Instruments Div Stryker Corp | T7 Surgical Helmet | NSN | Surgical Helmet Systems
Bl18598 | O.R. Solutions, Inc. | ORS-2057D | 53681 | Warming Units, Blood/Intravenous Solution
BS18524 | 3M Health Care | Bair Hugger 775 | 62450 | Warming Units, Patient, Forced-Air
BS26858 | Medtronic Inc | AEX Generator | MTC1807071 | Electrosurgical Units, Monopolar/Bipolar
BS31604 | CONMED Corporation | HelixAR | 2020L100 | Electrosurgical Units, Monopolar/Bipolar, Argon-Enhanced Coagulation
BS31603 | 3M Health Care | Ranger Model 245 | 88489 | Warming Units, Blood/Intravenous Solution
BS31543 | Stryker CORP SURGICAL DIV | Neptune 3 Ultra Rover | 2003112143 | Waste-Disposal Units, Liquid
BS23793 | Oakworks Medical | CFPMB301 Rectangular Top | FLB639057 | Tables, Imaging, Radiographic/Fluoroscopic
| Koven Technology Inc. | ES-100X MiniDop | R22080040 | Detectors, Blood Flow, Ultrasonic
| 3M Health Care | Ranger Model 245 | 73279 | Warming Units, Blood/Intravenous Solution
BS31539 | Stryker CORP SURGICAL DIV | Neptune 3 Ultra Rover | 2003730263 | Waste-Disposal Units, Liquid
BS24448 | 3M Health Care | Ranger Model 245 | 83820 | Warming Units, Blood/Intravenous Solution
BS31783 | STERIS Corp | STERIS 5095 | 0407622164 | Tables, Operating
B41800 | Stryker Endoscopy Div Stryker Corp | PINPOINT | PI20282879 | Image Processors, Video, Endoscopy
BS30049 | KARL STORZ | Image 1 S | ZR797607-P | Image Processors, Video, Endoscopy
| Olympus America | Berkeley VC-10 | NK3027808 | Aspirators, Uterine
| Stryker Instruments Div Stryker Corp | T7 Surgical Helmet | NSN | Surgical Helmet Systems
B36095 | Continental Metal Products Co Inc | CMP Pass Through Warming Cabinet | NSN 185558 | Warming Units, Multipurpose
| Penumbra, Inc. USA | Penumbra ENGINE | S20025-59 | Aspirators, Surgical
BS30794 | 3M Health Care | Ranger Model 245 | 79104 | Warming Units, Blood/Intravenous Solution
B16152 | Mass. | ENDOSCOPE DRYING CABINET | 38963 | Dryers
| LIVANOVA | XTRA | BO38573I23 | Autotransfusion Units, Blood Processing
| Synovis | GEM Flow Coupler | 135306000298 | Flowmeters
| LIVANOVA | XTRA | BO38572I23 | Autotransfusion Units, Blood Processing
| GE Healthcare | CARESCAPE PDM Patient Data Module | SPX24257314SA | Physiologic Monitor Modules, Multiparameter
| LIVANOVA | XTRA | BO38571I23 | Autotransfusion Units, Blood Processing
| LIVANOVA | XTRA | BO38574I23 | Autotransfusion Units, Blood Processing
| LIVANOVA | XTRA | BO38570I23 | Autotransfusion Units, Blood Processing
BS22037 | Verathon Medical | GlideScope Cobalt AVL | AM121836 | Laryngoscopes, Rigid, Video
| Stryker Endoscopy Div Stryker Corp | SDP1000 | 88614 | Printers, Video
Flyte Charger 1 | Stryker CORP SURGICAL DIV | FLYTE Battery Charger | 2327819043 | Battery Chargers
BS30048 | Medtronic Inc | Integrated Power Console NT | 55511 | Handpieces, Surgical
Power Pack 8 | Stryker Instruments Div Stryker Corp | Flyte Power Pack | NSN | Batteries
BS31782 | STERIS Corp | STERIS 5095 | 04055522259 | Tables, Operating
| 3M Health Care | Ranger Model 245 | 084258 | Warming Units, Blood/Intravenous Solution
A59031 | GE Healthcare | CARESCAPE PDM Patient Data Module | SPX20360369SA | Physiologic Monitor Modules, Multiparameter
B42458 | Medtronic Inc | Situate Detection Console 200X | X19KDU | Sponge Detectors, Surgical, Radiofrequency
| WEG Surgical Solutions | WEG Warmer | C-T-10426 | Warming Units, Irrigation Fluids
B41832 | Stryker Endoscopy Div Stryker Corp | PneumoClear | 2108CE0906 | Insufflators, Laparoscopic
A59022 | ABIOMED | Impella Controller | IC10610 | Circulatory Assist Units, Cardiac, Ventricular
A59021 | ABIOMED | Impella Controller | IC10619 | Circulatory Assist Units, Cardiac, Ventricular
B41808 | Stryker Corp Medical Div | 1688 AIM Camera Head | 21L547444 | Cameras, Video, Endoscope
B41127 | Stryker CORP SURGICAL DIV | Visum LED II | 100000000073938 | Lights, Surgical
BS18491 | 3M Health Care | Bair Hugger 775 | 62322 | Warming Units, Patient, Forced-Air
BS31550 | Stryker CORP SURGICAL DIV | Neptune 3 Ultra Rover | 2004103963 | Waste-Disposal Units, Liquid
BS31545 | Stryker CORP SURGICAL DIV | Neptune 3 Ultra Rover | 2003730593 | Waste-Disposal Units, Liquid
BS31789 | STERIS Corp | STERIS 5095 | 0405522255 | Tables, Operating
B41124 | Stryker CORP SURGICAL DIV | Visum LED II | 100000000072146 | Lights, Surgical
BN17655 | Continental Metal Products Co Inc | CMP Pass Through Warming Cabinet | NSN | Warming Units, Multipurpose
| Hillrom Co Inc. | Yellofins Apex Stirrups | AX0251 | Heel Stirrups
BS31541 | Stryker CORP SURGICAL DIV | Neptune 3 Ultra Rover | 2002802793 | Waste-Disposal Units, Liquid
BS31780 | STERIS Corp | STERIS 5095 | 0406222029 | Tables, Operating
A57148 | CARDIOQUIP, LP | MCH-10ARH | 15010298 | Cooling Units
| Vascular Technology Incorporated (VTI) | VTI Surgical Doppler | 20754-003 | Flowmeters, Blood, Ultrasonic
Bs34762 | Medtronic Inc | Situate Detection Console 200X | X19kei | Sponge Detectors, Surgical, Radiofrequency
BS31587 | Zimmer Inc Patient Care Div | ATS 4000 | 402001020001 | Tourniquets, Pneumatic
| C2Dx Inc | STIC Pressure Monitor System | 21018446805 | Manometers, Muscle Compartment
BS30052 | KARL STORZ | POWER LED 300 | ZR4215 | Light Sources
A57147 | CARDIOQUIP, LP | Modular Cooler-Heater | 10163059 | Warming/Cooling Units, Patient, Heart-Lung Bypass
BS26744 | Maquet | VasoView HemoPro Power Supply | H17030012G | Power Systems, Electrical
B41656 | Medtronic Inc | Valleylab FT10 | T1I50969DX | Electrosurgical Units, Monopolar/Bipolar
| 3M Health Care | Ranger Model 245 | 108700 | Warming Units, Blood/Intravenous Solution
BN25727 | GE Healthcare | CARESCAPE PDM Patient Data Module | SA314055671GA | Physiologic Monitor Modules, Multiparameter
Stryker Ceiling-Mounted Equipment | Stryker Corp Medical Div | 0682-000-302 | 199070 | SURGICAL FACILITY BOOM, CEILING-MOUNTED
BS20823 | Ohio Medical Corporation | Intermittent/Continuous Vacuum Regulator | JGGU14276 | Regulators, Suction
| WEG Surgical Solutions | WEG Warmer | C-T-10427 | Warming Units, Irrigation Fluids
A48393 | LIVANOVA | XTRA | BO25722B15 | Autotransfusion Units, Blood Processing
BS30569 | Cook Medical | Doppler Blood Flow Monitor DP-M350 | N160439 | Detectors, Blood Flow, Ultrasonic
BS26840 | GE Healthcare | CARESCAPE PDM Patient Data Module | SA313272258GA | Physiologic Monitor Modules, Multiparameter
BS31622 | Mammotome | Neoprobe 2400 | 200265334 | Detectors, Beta/Gamma Radiation
| Stryker Endoscopy Div Stryker Corp | 1688 AIM Camera Control Unit | 21L575444 | Video Systems, Endoscopic, Video Adapter
164798 | 3M Health Care | Ranger Model 245 | 101285 | Warming Units, Blood/Intravenous Solution
| Continental Metal Products Co Inc | CMP Pass Through Warming Cabinet | NSN 162303 | Warming Units, Multipurpose
| GE Healthcare | CARESCAPE PDM Patient Data Module | SPX24257318SA | Physiologic Monitor Modules, Multiparameter
BS-29651 | GE Healthcare | CARESCAPE Monitor B450 | SNE19132133SA | Monitoring Systems, Physiologic
Power Pack 7 | Stryker Instruments Div Stryker Corp | Flyte Power Pack | NSN | Batteries
| Stryker Instruments Div Stryker Corp | T7 Surgical Helmet | NSN | Surgical Helmet Systems
B41843 | Stryker Endoscopy Div Stryker Corp | PneumoClear | 2108CE0910 | Insufflators, Laparoscopic
BS30050 | Sony Electronics Inc Medical Systems Div | UP-DR80MD | 727064 | Printers, Video
B41874 | Cincinnati Sub-Zero Products Inc | Blanketrol III | 214-3-13453 | Warming/Cooling Units, Patient, Circulating-Liquid
| Vascular Technology Incorporated (VTI) | VTI Surgical Doppler | 20754-002 | Flowmeters, Blood, Ultrasonic
BS25295 | SKYTRON | 3603 UltraSlide | SUC-20176-0152 | Tables, Operating
| 3M Health Care | Ranger Model 245 | 108707 | Warming Units, Blood/Intravenous Solution
Power Pack 9 | Stryker Instruments Div Stryker Corp | Flyte Power Pack | NSN | Batteries
| WEG Surgical Solutions | WEG Warmer | R-N-10098 | Warming Units, Irrigation Fluids
| KARL STORZ | Image 1 CCU | TBD | Image Processors, Video, Endoscopy
| C2Dx Inc | STIC Pressure Monitor System | 21018446804 | Manometers, Muscle Compartment
| KARL STORZ | 9606 Video Cart | 1747 | Carts, Computer/Video Monitor
Stryker Ceiling-Mounted Equipment | Stryker Corp Medical Div | 0682-000-302 | 199059 | SURGICAL FACILITY BOOM, CEILING-MOUNTED
| Stryker Instruments Div Stryker Corp | T7 Surgical Helmet | NSN | Surgical Helmet Systems
166638 | Medline Industries Inc | Comfort Glide Air | C9100340001 | Pumps, Alternating Pressure Pad
JPS BrainLab | Brainlab, Inc. | Kick | 433650JPS BrainLab | Stereotactic Systems, Image-Guided, Surgical, Multiprocedure
| Ambu | aView 2 Advance Monitor | A222120411 | Monitors, Video
Bl34778 | Medtronic Inc | Situate Detection Console 200X | X19KDT | Sponge Detectors, Surgical, Radiofrequency
| KARL STORZ | POWER LED RUBINA | WN07103 | Light Sources
B41870 | Medtronic Inc | Valleylab FT10 | T2a53039dx | Electrosurgical Units, Monopolar/Bipolar
BS17920 | STERIS Corp | STERIS 5085 SRT | 0406413012 | Tables, Operating
C11113 | Medtronic Inc | IPC System | ENTC88810 | Handpieces, Surgical
BS30159 | Arthrex Inc | APS II Control Console | 630282 | Arthroscopic Shaver Systems
BS30945 | Zimmer Inc Patient Care Div | ATS 4000 | 401504150004 | Tourniquets, Pneumatic
| Sony Electronics Inc Medical Systems Div | UP-DR80MD | 746819 | Printers, Video
BS31056 | 3M Health Care | Ranger Model 245 | 83758 | Warming Units, Blood/Intravenous Solution
A57254 | Erbe USA Inc | APC 3 Argon Plasma Coagulator | 11579012 | Gas Delivery Units, Argon-Enhanced Coagulation
B16552 | Olympus America | UCR | 7258362 | Insufflators, Endoscopic
| Medtronic Inc | IPC System | ENTC88813 | Handpieces, Surgical
BS31811 | Stryker Corp Medical Div | 1688 AIM Camera Head | 20A537114 | Cameras, Video, Endoscope
| Synovis | GEM Flow Coupler | 135306000295 | Flowmeters
A57252 | Erbe USA Inc | VIO 3 | 11579450 | Electrosurgical Units, Monopolar/Bipolar
| 3M Health Care | Ranger Model 245 | 107407 | Warming Units, Blood/Intravenous Solution
BS18502 | 3M Health Care | Bair Hugger 775 | 62454 | Warming Units, Patient, Forced-Air
Power Pack 5 | Stryker Instruments Div Stryker Corp | Flyte Power Pack | NSN | Batteries
B41794 | Stryker Endoscopy Div Stryker Corp | CONNECTED OR HUB | 22A544964 | Information Systems, Picture Archiving/Communication, Endoscopy
BS26857 | Medtronic Inc | AEX Generator | MTC1807070 | Electrosurgical Units, Monopolar/Bipolar
BS34771 | Medtronic Inc | Situate Detection Console 200X | X19KEK | Sponge Detectors, Surgical, Radiofrequency
B41875 | Cincinnati Sub-Zero Products Inc | Blanketrol III | 214-3-13454 | Warming/Cooling Units, Patient, Circulating-Liquid
| Medline Industries Inc | Comfort Glide Air | C910034398 | Pumps, Alternating Pressure Pad
BS25229 | Medtronic Inc | Valleylab FT10 | T7H17784DX | Electrosurgical Units, Monopolar/Bipolar
| 3M Health Care | Ranger Model 245 | 086155 | Warming Units, Blood/Intravenous Solution
| Medline Industries Inc | Comfort Glide Air | C910034364 | Pumps, Alternating Pressure Pad
BS19873 | Cook Medical | Doppler Blood Flow Monitor DP-M350 | N99934 | Detectors, Blood Flow, Ultrasonic
Power Pack 2 | Stryker Instruments Div Stryker Corp | Flyte Power Pack | NSN | Batteries
B41790 | Stryker Endoscopy Div Stryker Corp | CONNECTED OR HUB | 22A545004 | Information Systems, Picture Archiving/Communication, Endoscopy
BS31662 | Stryker Instruments Div Stryker Corp | CORE 2 Console | 2032200739 | Power Systems, Electromechanical, Surgery
| Maquet | CARDIOHELP | 90415272 | Heart-Lung Support Units
BS33005 | Olympus America | USG-400 | 971159 | Ultrasonic Surgical Units
BS23818 | O.R. Solutions, Inc. | ORS-2038D | 57564 | Warming Units, Blood/Intravenous Solution
| Terumo Cardiovascular Systems | Centrifugal Control Module | 7748 | Controllers
B41821 | Stryker Endoscopy Div Stryker Corp | L11 AIM | 22A525624 | Light Sources
BS34571 | Stryker Endoscopy Div Stryker Corp | L11 AIM | 22G544144 | Light Sources
| INTUITIVE SURGICAL | da Vinci Xi | SK1549 | Telemanipulation Systems, Surgical, Minimally Invasive
BN17402 | Midmark Corp | Ritter 355 | V390007 | Lights, Examination
B41823 | Stryker Endoscopy Div Stryker Corp | L11 AIM | 22A548964 | Light Sources
| INTUITIVE SURGICAL | da Vinci Xi | SK6241 | Telemanipulation Systems, Surgical, Minimally Invasive
B41845 | Stryker Endoscopy Div Stryker Corp | L11 AIM | 22A525714 | Light Sources
B41828 | Stryker Endoscopy Div Stryker Corp | L11 AIM | 22A525604 | Light Sources
BS25710 | GE Healthcare | CARESCAPE PDM Patient Data Module | SA317380231SA | Physiologic Monitor Modules, Multiparameter
BS31951 | Medistim | MiraQ Vascular | 4358 | Scanning Systems, Ultrasonic, Vascular
BS26969 | Olympus America | ESG-400 | B002963 | Electrosurgical Units, Monopolar/Bipolar
Stryker Ceiling-Mounted Equipment | Stryker Corp Medical Div | 0682-000-302 | 199072 | SURGICAL FACILITY BOOM, CEILING-MOUNTED
B41791 | Stryker Endoscopy Div Stryker Corp | CONNECTED OR HUB | 22A545054 | Information Systems, Picture Archiving/Communication, Endoscopy
B41829 | Stryker Endoscopy Div Stryker Corp | L11 AIM | 22A525674 | Light Sources
B41659 | Medtronic Inc | Valleylab FT10 | T1I50970DX | Electrosurgical Units, Monopolar/Bipolar
BS33053 | Olympus America | USG-400 | 9711506 | Ultrasonic Surgical Units
| Stryker Endoscopy Div Stryker Corp | PneumoClear | 1902CE0224 | Insufflators, Laparoscopic
| C2Dx Inc | STIC Pressure Monitor System | 19238338413 | Manometers, Muscle Compartment
B41793 | Stryker Endoscopy Div Stryker Corp | CONNECTED OR HUB | 22A544974 | Information Systems, Picture Archiving/Communication, Endoscopy
B42908 | Stryker Instruments Div Stryker Corp | CORE 2 Console | 2031501029 | Power Systems, Electromechanical, Surgery
B41818 | Stryker Endoscopy Div Stryker Corp | L11 AIM | 22A552614 | Light Sources
B41825 | Stryker Endoscopy Div Stryker Corp | L11 AIM | 22A559724 | Light Sources
B41826 | Stryker Endoscopy Div Stryker Corp | L11 AIM | 22A559674 | Light Sources
181054 | Stryker Endoscopy Div Stryker Corp | L11 AIM | 22A559664 | Light Sources
B41819 | Stryker Endoscopy Div Stryker Corp | L11 AIM | 22A525764 | Light Sources
BS31646 | Olympus America | ESG-400 | 14050w130009 | Electrosurgical Units, Monopolar/Bipolar
BN27623 | IRIDEX Corporation | Cyclo G6 Laser Console | IQI91068C | Lasers, Diode, Ophthalmic
B41817 | Stryker Endoscopy Div Stryker Corp | L11 AIM | 21L589654 | Light Sources
| Stryker Instruments Div Stryker Corp | System 8 Sagittal Saw | NSN | Saws, Surgical, Bone, Electric, Sagittal
BS34774 | Medtronic Inc | Situate Detection Console 200X | X19KEJ | Sponge Detectors, Surgical, Radiofrequency
| Maquet | CARDIOHELP | 90415275 | Heart-Lung Support Units
| 3M Health Care | Ranger Model 245 | 066008 | Warming Units, Blood/Intravenous Solution
| Synovis | GEM Flow Coupler | 135306000294 | Flowmeters
BN29465 | Olympus America | CV-190 | 7622243 | Image Processors, Video, Endoscopy
A59154 | Mizuho OSI | Aquari Immersion Controller | 295 | Controllers, Specialty Bed/Mattress System
BS31665 | Stryker Instruments Div Stryker Corp | CORE 2 Console | 2031501009 | Power Systems, Electromechanical, Surgery
BS31584 | Zimmer Inc Patient Care Div | ATS 4000 | 402001020009 | Tourniquets, Pneumatic
| Stryker Instruments Div Stryker Corp | Core Saber Drill | 433650 Stryker Pro Care Agreement | Hand Drills
A59709 | WEG Surgical Solutions | WEG Slush | SS-T-1143 | Surgical Slush Units
| Medtronic Inc | AEX Generator | MTC2402047 | Electrosurgical Units, Monopolar/Bipolar
B41868 | Medtronic Inc | Valleylab FT10 | T2A53288DX | Electrosurgical Units, Monopolar/Bipolar
BS23620 | Stryker Endoscopy Div Stryker Corp | SDP1000 | 0095961 | Printers, Video
B36590 | Sechrist Industries Inc | 3500CPG | 61262 | Compressed Gas Proportioners, Oxygen-Air
| Stryker Endoscopy Div Stryker Corp | 1688 AIM Camera Control Unit | 21A564454 | Video Systems, Endoscopic, Video Adapter
BS26968 | Olympus America | ESG-400 | B003336 | Electrosurgical Units, Monopolar/Bipolar
| WEG Surgical Solutions | WEG Warmer | C-T-10428 | Warming Units, Irrigation Fluids
B41835 | Stryker Endoscopy Div Stryker Corp | PneumoClear | 2108CE0915 | Insufflators, Laparoscopic
BS20807 | Ohio Medical Corporation | Intermittent/Continuous Vacuum Regulator | JGGU14287 | Regulators, Suction
BS34758 | Medtronic Inc | Situate Detection Console 200X | X19KEG | Sponge Detectors, Surgical, Radiofrequency
B42590 | Continental Metal Products Co Inc | CMP Pass Through Warming Cabinet | NSN 185560 | Warming Units, Multipurpose
| Stryker Corp Medical Div | L11 AIM | 19F511294 | Light Sources
B41797 | Stryker Endoscopy Div Stryker Corp | CONNECTED OR HUB | 22A544994 | Information Systems, Picture Archiving/Communication, Endoscopy
B16484 | WEG Surgical Solutions | WEG Warmer | C-N-10095 | Warming Units, Irrigation Fluids
B16343 | Integra Lifesciences | Codman Electrosurgical Generator | GEN2127002 | Electrosurgical Units, Monopolar/Bipolar
B41796 | Stryker Endoscopy Div Stryker Corp | CONNECTED OR HUB | 22A544954 | Information Systems, Picture Archiving/Communication, Endoscopy
| Stryker Instruments Div Stryker Corp | SafeAir | 22090601 | Smoke Evacuation Systems, Surgical
BS31668 | Stryker Instruments Div Stryker Corp | CORE 2 Console | 2032200059 | Power Systems, Electromechanical, Surgery
| Neoprobe Corporation | NPB14 | G14103029 | Probes, Ultrasonic
B41498 | GE Healthcare | CARESCAPE PDM Patient Data Module | SPX20420071SA | Physiologic Monitor Modules, Multiparameter
| CIVCO Medical Soluctions | CAB-VR Storage System | 140-01122 | Cabinets, Storage, Endoscope
B16344 | Integra Lifesciences | Codman Electrosurgical Generator | GEN2127007 | Electrosurgical Units, Monopolar/Bipolar
BS31658 | Mass. | ENDOSCOPE DRYING CABINET | 43451 | Dryers
| WEG Surgical Solutions | WEG Warmer | R-N-10016 | Warming Units, Irrigation Fluids
B42913 B42652 BN17649 | Continental Metal Products Co Inc | CMP Pass Through Warming Cabinet | NSN 185634 | Warming Units, Multipurpose
BS30078 | Zoll Medical Corp | R Series PLUS | AF19A090784 | Defibrillators, External, Automated
BS25296 | SKYTRON | 3603 UltraSlide | SUC-20174-0122 | Tables, Operating
BS20825 | LIVANOVA | XTRA | BO26520G15 | Autotransfusion Units, Blood Processing
A59765 | KARL STORZ | 32" 4K/3D Monitor | 25763016 | Monitors, Video
| O.R. Solutions, Inc. | ORS-2066R | 4-91 | Warming Units, Blood/Intravenous Solution
BN26912 | Smith & Nephew Inc Div Smith & Nephew plc | Versajet II | KWIE180017 | Water-Jet Surgical Units, Wound
Bn26252 | Ohio Medical Corporation | Intermittent/Continuous Vacuum Regulator | JGGU03787 | Regulators, Suction
A59708 | WEG Surgical Solutions | WEG Slush | SS-T-1145 | Surgical Slush Units
BS24793 | Stryker Instruments Div Stryker Corp | 986 Cast Vac | 1413200209 | Cast Cutter Vacuums
| Medtronic Inc | Straightshot M4 Microdebridder | 2267 | Handpieces, Surgical
BS18525 | 3M Health Care | Bair Hugger 775 | 62331 | Warming Units, Patient, Forced-Air
B44356 | Modular Services Co. | Stratus | 166333 | Service Columns, Prefabricated
B41750 | Stryker Corp Medical Div | 32" 4K Surgical Display | SV7321J0447 | Monitors, Video
B41668 | Medtronic Inc | Valleylab FT10 | T1L52545DX | Electrosurgical Units, Monopolar/Bipolar
181053 | Stryker Instruments Div Stryker Corp | CORE 2 Console | 2031500899 | Power Systems, Electromechanical, Surgery
BS31502 | COBE Cardiovascular, Inc. (Sorin) | S5 Single Roller Pump | 10E04121 | Pumps, Extracorporeal Perfusion
B41786 | Stryker Endoscopy Div Stryker Corp | CONNECTED OR HUB | 22A545014 | Information Systems, Picture Archiving/Communication, Endoscopy
BS22151 | STERIS Corp | STERIS 4085 | 0413512026 | Tables, Operating
BS20473 | Biological Controls Inc | Microcon MAP800 | M80118B020973R | Air Cleaners, Particulate, High-Efficiency Filter, Mobile
| Stille Surgical Inc | imagiQ2 | 170321622 | Tables, Operating
| Stryker Instruments Div Stryker Corp | SafeAir | 21100708 | Smoke Evacuation Systems, Surgical
B41810 | Stryker Corp Medical Div | 1688 AIM Camera Head | 21L578004 | Cameras, Video, Endoscope
BN17908 | Datex-Ohmeda | 1226 | GFHP40597 | Regulators, Suction
B27753 | ZEBRA TECHNOLOGIES CORP. | Zebra LP 2824 | 36J134103007 | Printers, Label, Bar-Code
BS30054 | KARL STORZ | AIDA | YR101439 | Information Systems, Picture Archiving/Communication, Endoscopy
BS20802 | Stryker Corp Medical Div | 0702-014-000 | 1503405603 | Waste-Disposal Units
B42952 | Edwards Lifesciences | UTC-W10BO | TPAA818409 | Monitors, Video
B42775 BN17459 | Continental Metal Products Co Inc | CMP Pass Through Warming Cabinet | NSN 181060 | Warming Units, Multipurpose
B41772 | Stryker Corp Medical Div | 32" 4K Surgical Display | SV7321J0446 | Monitors, Video
BS31982 | CONMED Corporation | AirSeal iFS | 2207CE0143 | Insufflators, Laparoscopic
B36444 | Stryker Endoscopy Div Stryker Corp | SDP1000 | 184031 | Printers, Video
BS31669 | Stryker Instruments Div Stryker Corp | CORE 2 Console | 2031500969 | Power Systems, Electromechanical, Surgery
| Continental Metal Products Co Inc | CMP Pass Through Warming Cabinet | NSN185568 | Warming Units, Multipurpose
BS20750 | SKYTRON | 3602 UltraSlide | SUC-2014X-0611 | Tables, Operating
| KARL STORZ | Image 1 CCU | TBD | Image Processors, Video, Endoscopy
BN26284 | Huntleigh Healthcare | Dopplex D900 | 900LX0180563-16 | Detectors, Blood Flow, Ultrasonic
BN16314 | Ohio Medical Corporation | Intermittent/Continuous Vacuum Regulator | GFFK17431 | Regulators, Suction
BN16552 | Precision Medical Inc | PM3300 | 135010 | Regulators, Suction
Bn16640 | Precision Medical Inc | PM3300 | 134981 | Regulators, Suction
B41638 | Verathon Medical | GlideScope Core 15 | CN210842 | Laryngoscopes, Rigid, Video
B41781 | GE Healthcare | CARESCAPE Monitor B450 | SNT21522076SA | Monitoring Systems, Physiologic
B16135 | Ambu | aView Monitor | AM16400118 | Monitors, Video
BS24883 | Ambu | aView Monitor | AM14800042 | Monitors, Video
BS31913 | Smiths Medical MD Inc | CADD-Solis 2110 | 1255630 | Infusion Pumps, Multitherapy, Ambulatory
BS31776 | Edwards Lifesciences | HemoSphere | 13827320 | Cardiac Output Units, Thermodilution
A59691 | Medtronic Inc | BIS Advance | J662542150 | Monitors, Physiologic, Electroencephalography, Intraoperative, Level-of-Consciousness
B16137 | Belmont Medical Technologies | Belmont Rapid Infuser | 2021013727 | Infusion Pumps, Blood/Solution Warming
| Verathon Medical | GlideScope Core 15 | CQ240515 | Laryngoscopes, Rigid, Video
| Smiths Medical MD Inc | CADD-Solis 2110 | 2022904 | Infusion Pumps, Multitherapy, Ambulatory
| Ambu | aView 2 Advance Monitor | A225050124 | Monitors, Video
A59138 | Belmont Medical Technologies | Belmont Rapid Infuser | 2024060286 | Infusion Pumps, Blood/Solution Warming
BS31730 | Verathon Medical | GlideScope Cobalt AVL | AM112871 | Laryngoscopes, Rigid, Video
| Ambu | aView 2 Advance Monitor | A224110973 | Monitors, Video
A59690 | Medtronic Inc | BIS Advance | J662542149 | Monitors, Physiologic, Electroencephalography, Intraoperative, Level-of-Consciousness
| Edwards Lifesciences | HemoSphere | 13841786 | Cardiac Output Units, Thermodilution
A59689 | Medtronic Inc | BIS Advance | J662542151 | Monitors, Physiologic, Electroencephalography, Intraoperative, Level-of-Consciousness
A59687 | Medtronic Inc | BIS Advance | J662542153 | Monitors, Physiologic, Electroencephalography, Intraoperative, Level-of-Consciousness
B42742 | Medtronic Inc | Nellcor OxiMax N-65 | G08833928 | Oximeters, Pulse
bs19814 | Verathon Medical | GlideScope Cobalt AVL | AM114221 | Laryngoscopes, Rigid, Video
| Smiths Medical MD Inc | CADD-Solis 2110 | 2028270 | Infusion Pumps, Multitherapy, Ambulatory
B12552 | 3M Health Care | Ranger Model 245 | 83891 | Warming Units, Blood/Intravenous Solution
B41783 / ANEST-TRNS2 | GE Healthcare | CARESCAPE Monitor B450 | SNT21522077SA | Monitoring Systems, Physiologic
| Edwards Lifesciences | HemoSphere | 13841787 | Cardiac Output Units, Thermodilution
B42741 | Medtronic Inc | Nellcor OxiMax N-65 | G08832445 | Oximeters, Pulse
| Edwards Lifesciences | HemoSphere | 13850446 | Cardiac Output Units, Thermodilution
B41635 | Verathon Medical | GlideScope Core 15 | CN210845 | Laryngoscopes, Rigid, Video
B41636 | Verathon Medical | GlideScope Core 15 | CN210613 | Laryngoscopes, Rigid, Video
| Ambu | aView 2 Advance Monitor | A224110951 | Monitors, Video
BS31914 | Smiths Medical MD Inc | CADD-Solis 2110 | 1255631 | Infusion Pumps, Multitherapy, Ambulatory
BS31915 | Smiths Medical MD Inc | CADD-Solis 2110 | 1255629 | Infusion Pumps, Multitherapy, Ambulatory
| GE Healthcare | CARESCAPE PDM Patient Data Module | SPX24499502SA | Physiologic Monitor Modules, Multiparameter
B27592 | 3M Health Care | Ranger Model 245 | 83620 | Warming Units, Blood/Intravenous Solution
B41637 | Verathon Medical | GlideScope Core 15 | CN210796 | Laryngoscopes, Rigid, Video
| Edwards Lifesciences | HemoSphere | 13850449 | Cardiac Output Units, Thermodilution
| Smiths Medical MD Inc | CADD-Solis 2110 | 2028173 | Infusion Pumps, Multitherapy, Ambulatory
| Smiths Medical MD Inc | CADD-Solis 2110 | 2024430 | Infusion Pumps, Multitherapy, Ambulatory
| Smiths Medical MD Inc | CADD-Solis 2110 | 2028245 | Infusion Pumps, Multitherapy, Ambulatory
| Smiths Medical MD Inc | CADD-Solis 2110 | 2024325 | Infusion Pumps, Multitherapy, Ambulatory
| Smiths Medical MD Inc | CADD-Solis 2110 | 2024272 | Infusion Pumps, Multitherapy, Ambulatory
| Smiths Medical MD Inc | CADD-Solis 2110 | 2024378 | Infusion Pumps, Multitherapy, Ambulatory
BS31804 | 3M Health Care | Ranger Model 245 | 86443 | Warming Units, Blood/Intravenous Solution
BS31753 | Belmont Medical Technologies | Belmont Rapid Infuser | 2021013640 | Infusion Pumps, Blood/Solution Warming
185082 | GE Healthcare | F7 Module Rack | SEF13348631HX | Physiologic Monitor Module Housings
| Olympus America | TD-TB400 | 9530489 | Transducers
C200615045 | Natus Medical Inc | EDX | RZ202472M | Recorders, Physiologic, Evoked Potential
A59313 | Stryker Instruments Div Stryker Corp | Neptune Rover | 2432303253 | Waste-Disposal Units, Liquid
A57942 | Stryker CORP SURGICAL DIV | Eye Surgery Stretcher | 0803103196 | Stretchers, Mobile, Hospital
| Unknown | CLINICAL MISCELLANEOUS | Endoscopy/Instruments | MISCELLANEOUS DEPARTMENT SAFETY TESTING
186744 | Hill-Rom Services, Inc. | P965 Exam Plus Light | 090503 | Lights, Examination
Bs24947 | Hill-Rom Services, Inc. | P965 Exam Plus Light | 110507 | Lights, Examination
| Unknown | CLINICAL MISCELLANEOUS | Endoscopy | MISCELLANEOUS DEPARTMENT SAFETY TESTING
| Olympus America | TD-TB400 | 9025734 | Transducers
| Siemens Healthcare | AXIOM Sensis | 400-644934 | Monitoring Systems, Physiologic, Cardiac Catheterization
Bn16333 | Welch Allyn Inc | LS200 | 155628 | Lights, Examination
| Unknown | CLINICAL MISCELLANEOUS | Beds | MISCELLANEOUS DEPARTMENT SAFETY TESTING
196941 | STERIS Corp | All Purpose Chair | 0417307066 | Stretcher/Chairs, Mobile
189060 | Ohio Medical Corporation | Intermittent/Continuous Vacuum Regulator | CIAY008075 | Regulators, Suction
| Olympus America | TD-TB400 | 9530446 | Transducers
161193 | Ohio Medical Corporation | Intermittent/Continuous Vacuum Regulator | PSAA23803 | Regulators, Suction
| Unknown | CLINICAL MISCELLANEOUS | Stryker Contract JPS Communications | MISCELLANEOUS DEPARTMENT SAFETY TESTING
B41171 | Ohio Medical Corporation | PISA | Psaa07758 | Regulators, Suction
192989 | Ohio Medical Corporation | Intermittent/Continuous Vacuum Regulator | Vra08854ip | Regulators, Suction
B16253 | Ohio Medical Corporation | PISA | PSAA13563 | Regulators, Suction
| Unknown | CLINICAL MISCELLANEOUS | Purchase Beacon | MISCELLANEOUS DEPARTMENT SAFETY TESTING
| Siemens Healthcare | AXIOM Sensis | 10310 | Monitoring Systems, Physiologic, Cardiac Catheterization
B16229 | Ohio Medical Corporation | PISA | PSAA13866 | Regulators, Suction
1610762 | Ohio Medical Corporation | PISA | Psaa28976 | Regulators, Suction
174830 | Huntleigh Healthcare | Dopplex D900 | 2022010041 | Detectors, Blood Flow, Ultrasonic
| Biosense Webster Inc. | SmartAblate Generator | G4C-2095 | Radiofrequency Therapy Systems, Tissue Ablation, Cardiac
B32440 | Ohio Medical Corporation | PISA | PSAZ36620 | Regulators, Suction
176661 | Ohio Medical Corporation | Intermittent/Continuous Vacuum Regulator | JGGR13115 | Regulators, Suction
| Olympus America | TD-TB400 | 9530485 | Transducers
| Siemens Healthcare | AXIOM Sensis | 400-562915 | Monitoring Systems, Physiologic, Cardiac Catheterization
| Unknown | ROUNDS/MAINTENANCE | Loaner/Rental Equipment | Miscellaneous Maintenance
| INTUITIVE SURGICAL | da Vinci Xi Vision Cart | CUST039228 | Carts, Storage/Transport, Surgical Instrument
BS17301 | Advanced Sterilization Products Div J&J | STERRAD NX | 10033070425 | Sterilizing Units, Germicidal Gas, Gaseous Plasma
BS30651 | Zoll Medical Corp | X Series | AR19A037739 | Defibrillators, External, Manual
| Ohio Medical Corporation | PISA | PSAC21147 | Regulators, Suction
| Bayer Corporation | Medrad Stellant FLEX | 100298 | Injectors, Contrast Media, Computed Tomography
| Bayer Corporation | Medrad Stellant FLEX | 33855U1 | Injectors, Contrast Media, Computed Tomography
BS25479 | Bayer Corporation | Medrad Stellant FLEX | Display 10000712, Head 120904 | Injectors, Contrast Media, Computed Tomography
BS25478 | Bayer Corporation | Medrad Stellant FLEX | Display 10000593, Head 100755 | Injectors, Contrast Media, Computed Tomography
BS24661 | Amvex Corporation | Analog Continuous/Intermittent Vacuum Regulator | Vra05995ep | Regulators, Suction
| Bayer Corporation | Medrad Stellant FLEX | Head S/N 120904 | Injectors, Contrast Media, Computed Tomography
| Bayer Corporation | Medrad Stellant FLEX | Head S/N | Injectors, Contrast Media, Computed Tomography
| Bayer Corporation | Medrad Stellant FLEX | Head 120552 | Injectors, Contrast Media, Computed Tomography
BS34169 | ECHONOUS | EchoNous Bladder | R52R308Z1XV | Scanning Systems, Ultrasonic, Small-Parts, Urinary Bladder
BS24666 | Amvex Corporation | Analog Continuous/Intermittent Vacuum Regulator | VRA05971EP | Regulators, Suction
b12891 | Bio-Med Devices Inc. | MaxAir CAPR | 111222 | Respirators, Air-Purifying, Gas/Vapor
A59324 | Welch Allyn Inc | Connex Spot Monitor | 100029051624 | Monitors, Physiologic, Vital Signs
| Ohio Medical Corporation | PISA | PSAC21151 | Regulators, Suction
BS24667 | Amvex Corporation | Analog Continuous/Intermittent Vacuum Regulator | VRA05969EP | Regulators, Suction
bn22714 | Ohio Medical Corporation | Intermittent/Continuous Vacuum Regulator | GFFV09491 | Regulators, Suction
157374 | Ohio Medical Corporation | Intermittent/Continuous Vacuum Regulator | JGGR16707 | Regulators, Suction
b12674 | Bio-Med Devices Inc. | MaxAir CAPR | 107214 | Respirators, Air-Purifying, Gas/Vapor
| Welch Allyn Inc | Connex Spot Monitor | 100013892624 | Monitors, Physiologic, Vital Signs
| Welch Allyn Inc | Connex Spot Monitor | 100096533724 | Monitors, Physiologic, Vital Signs
| Medline Industries Inc | ri-former | 133396 | Ophthalmoscope/Otoscope/Vital Signs Measuring Systems
| Welch Allyn Inc | Connex Spot Monitor | 100013792624 | Monitors, Physiologic, Vital Signs
BS30101 | Zoll Medical Corp | R Series PLUS | AF19A091179 | Defibrillators, External, Automated
BN23225 | Ohio Medical Corporation | Intermittent/Continuous Vacuum Regulator | GFFK32532 | Regulators, Suction
BS33103 | Welch Allyn Inc | Connex Spot Monitor | 100079393619 | Monitors, Physiologic, Vital Signs
A47195 / BS25640 | Welch Allyn Inc | ELI 380 | 118280001337 | Electrocardiographs, Multichannel, Interpretive
BS18470 | Welch Allyn Inc | Connex Spot Monitor | 103000480314 | Monitors, Physiologic, Vital Signs
BS24656 | Ohio Medical Corporation | Intermittent/Continuous Vacuum Regulator | VRA07536EP | Regulators, Suction
BS23881 | Ohio Medical Corporation | Intermittent/Continuous Vacuum Regulator | 157386 | Regulators, Suction
BS24665 | Ohio Medical Corporation | Intermittent/Continuous Vacuum Regulator | VRA07570EP | Regulators, Suction
157363 | Ohio Medical Corporation | Intermittent/Continuous Vacuum Regulator | Vra09809ap | Regulators, Suction
BN23234 | Ohio Medical Corporation | Intermittent/Continuous Vacuum Regulator | GFFW15317 | Regulators, Suction
| Hill-Rom Services, Inc. | NURSE CALL CONSOLE | NURSE CALL TOWER 11 | Hospital Communication Systems, Nurse Call
| Welch Allyn Inc | Connex Vital Signs Monitor 6000 Series | 103000073212 | Monitors, Physiologic, Vital Signs
B12691 | Bio-Med Devices Inc. | MaxAir CAPR | 107190 | Respirators, Air-Purifying, Gas/Vapor
BS23897 | Ohio Medical Corporation | Push-To-Set Intermittent/Continuous Vacuum Regulator | GFhv02464 | Regulators, Suction
| Welch Allyn Inc | Connex Spot Monitor | 100013942624 | Monitors, Physiologic, Vital Signs
B16171 | Welch Allyn Inc | Connex Spot Monitor | 100058292321 | Monitors, Physiologic, Vital Signs
Bs18468 | Welch Allyn Inc | Connex Vital Signs Monitor 6000 Series | 103000470314 | Monitors, Physiologic, Vital Signs
BN24551 | STERIS Corp | Amsco DJ030124131 | 412014017 | Warming Units, Multipurpose
BN23228 | Ohio Medical Corporation | Intermittent/Continuous Vacuum Regulator | GFFW15379 | Regulators, Suction
BS25574 | Ohio Medical Corporation | Intermittent/Continuous Vacuum Regulator | Vra07530ep | Regulators, Suction
b12671 | Bio-Med Devices Inc. | MaxAir CAPR | 107220 | Respirators, Air-Purifying, Gas/Vapor
A59325 | Welch Allyn Inc | Connex Spot Monitor | 100029261624 | Monitors, Physiologic, Vital Signs
B16331 | Welch Allyn Inc | Connex Vital Signs Monitor 6000 Series | 103000000000 | Monitors, Physiologic, Vital Signs
B23788 | STERIS Corp | All Purpose Chair | 01056130145 | Stretcher/Chairs, Mobile
b12890 | Bio-Med Devices Inc. | MaxAir CAPR | 111202 | Respirators, Air-Purifying, Gas/Vapor
BN22717 | Ohio Medical Corporation | Intermittent/Continuous Vacuum Regulator | GFFW15352 | Regulators, Suction
BS35748 | GE Healthcare | CARESCAPE PDM Patient Data Module | SPX21010207SA | Physiologic Monitor Modules, Multiparameter
A59023 | ECHONOUS | EchoNous Bladder | R52W601ZDNJ | Scanning Systems, Ultrasonic, Small-Parts, Urinary Bladder
A59357 | Welch Allyn Inc | Connex Spot Monitor | 100028661624 | Monitors, Physiologic, Vital Signs
Bs30600 | Medline Industries Inc | Comfort Glide Air | C880028451 | Pumps, Alternating Pressure Pad
| GE Medical Systems | CARESCAPE CENTRAL STATION MAI700 | SKN19430070SA | Monitoring Systems
| Allied Healthcare Products, Inc. | G180 OptiVac | NSN | Aspirators, Airway
163019 | Bio-Med Devices Inc. | MaxAir CAPR | 107224 | Respirators, Air-Purifying, Gas/Vapor
157378 | Ohio Medical Corporation | Intermittent/Continuous Vacuum Regulator | VRA09808AP | Regulators, Suction
b12702 | Bio-Med Devices Inc. | MaxAir CAPR | 107189 | Respirators, Air-Purifying, Gas/Vapor
A57714 | Welch Allyn Inc | Connex Spot Monitor | 100029055025 | Monitors, Physiologic, Vital Signs
BS24699 | SpaceLabs Healthcare | Qube | 1390-113682 | Monitors, Physiologic, Multipurpose, Bedside, Modular
BS33062 | Welch Allyn Inc | Connex Spot Monitor | 100015202819 | Monitors, Physiologic, Vital Signs
BN16372 | Health-O-Meter Inc | STAND UP SCALE | na | Scales, Patient
BS32944 | GE Healthcare | CARESCAPE Monitor B450 | SNE19413046SA | Monitoring Systems, Physiologic
BS35745 | GE Healthcare | CARESCAPE Monitor B450 | SNT21013003SA | Monitoring Systems, Physiologic
| Allied Healthcare Products, Inc. | G180 OptiVac | NSN | Aspirators, Airway
A57708 | Welch Allyn Inc | Connex Spot Monitor | 100028654925 | Monitors, Physiologic, Vital Signs
BS35746 | GE Healthcare | CARESCAPE PDM Patient Data Module | SPX21010235SA | Physiologic Monitor Modules, Multiparameter
| Bayer Corporation | Medrad Stellant FLEX | Head 102171 | Injectors, Contrast Media, Computed Tomography
| American Power Conversion (APC) by Schneider Electric | APC Smart-UPS 750VA 120V | 3S2051X13310 | Power Systems, Electrical, Uninterruptible
| Bayer Corporation | Medrad Stellant FLEX | Head 102412 | Injectors, Contrast Media, Computed Tomography
BS20423 | Welch Allyn Inc | Connex Vital Signs Monitor 6000 Series | 103001420113 | Monitors, Physiologic, Vital Signs
| Tripp Lite | SmartPro 120V 1.5kVA 1.35kW Line-Interactive Sine Wave UPS | 3211GYOSM820601199 | Power Systems, Electrical, Uninterruptible
| Welch Allyn Inc | Connex Spot Monitor | 100029061624 | Monitors, Physiologic, Vital Signs
BS33063 | Welch Allyn Inc | Connex Spot Monitor | 100079333619 | Monitors, Physiologic, Vital Signs
BS30118 | Zoll Medical Corp | R Series PLUS | AF19A090773 | Defibrillators, External, Automated
| Masimo Corp. | Radical Docking Station RDS-3 | 124156 | Dock/Battery Chargers
| Welch Allyn Inc | Connex Spot Monitor | 100029031624 | Monitors, Physiologic, Vital Signs
BN16371 | Health-O-Meter Inc | STAND UP SCALE | na | Scales, Patient
| GE Medical Systems | CARESCAPE CENTRAL STATION MAI700 | SKN19140067SA | Monitoring Systems
BN29148 | Ohio Medical Corporation | AMVEX 30L Low flow | VRA07547EP | Oxygen Meters
A57712 | Welch Allyn Inc | Connex Spot Monitor | 100023064925 | Monitors, Physiologic, Vital Signs
BN29150 | Ohio Medical Corporation | AMVEX 30L Low flow | VRA07548EP | Oxygen Meters
BS32020 / A54169 | Welch Allyn Inc | ELI 280 | 119450001596 | Electrocardiographs, Multichannel, Interpretive
A57703 | Welch Allyn Inc | Connex Spot Monitor | 100029175025 | Monitors, Physiologic, Vital Signs
A57701 | Welch Allyn Inc | Connex Spot Monitor | 100022994925 | Monitors, Physiologic, Vital Signs
| Welch Allyn Inc | Connex Spot Monitor | 100014122624 | Monitors, Physiologic, Vital Signs
A57539 | Welch Allyn Inc | Connex Spot Monitor | 21100029423925 | Monitors, Physiologic, Vital Signs
A57700 | Welch Allyn Inc | Connex Spot Monitor | 21100081264425 | Monitors, Physiologic, Vital Signs
B16173 | Welch Allyn Inc | 767 Wall Sphygmomanometer | 210603133505 | Sphygmomanometers, Aneroid
A57540 | Welch Allyn Inc | Connex Spot Monitor | 21100029343925 | Monitors, Physiologic, Vital Signs
A57704 | Welch Allyn Inc | Connex Spot Monitor | 100029025025 | Monitors, Physiologic, Vital Signs
| Welch Allyn Inc | Connex Spot Monitor | 100053023123 | Monitors, Physiologic, Vital Signs
BS28435 | Welch Allyn Inc | 767 Wall Transformer | NSN | Transformers, Constant Voltage
166918 | Quincy Lab | ReadyBath | MSC5-05286 | Warming Units, Multipurpose
| Huntleigh Healthcare | Dopplex D900 | D900111127825 | Detectors, Blood Flow, Ultrasonic
BS33072 | Welch Allyn Inc | Connex Spot Monitor | 100005812719 | Monitors, Physiologic, Vital Signs
BS18818 | Bayer Corporation | Medrad Stellant FLEX | 201430 | Injectors, Contrast Media, Computed Tomography
A57718 | Welch Allyn Inc | Connex Spot Monitor | 100029125025 | Monitors, Physiologic, Vital Signs
| Allied Healthcare Products, Inc. | G180 OptiVac | NSN | Aspirators, Airway
BS32043 | Welch Allyn Inc | ELI 280 | 119450001582 | Electrocardiographs, Multichannel, Interpretive
A57719 | Welch Allyn Inc | Connex Spot Monitor | 100022844925 | Monitors, Physiologic, Vital Signs
A57716 | Welch Allyn Inc | Connex Spot Monitor | 100073954325 | Monitors, Physiologic, Vital Signs
BN27144 | Welch Allyn Inc | CE0050 | 90496529 | Sphygmomanometers, Aneroid
BN24271 | Welch Allyn Inc | 767 Wall Transformer | NSN | Transformers, Constant Voltage
BN12718 | Precision Medical Inc | PM3300 | 136375 | Regulators, Suction
A57699 | Welch Allyn Inc | Connex Spot Monitor | 21100081274425 | Monitors, Physiologic, Vital Signs
| Welch Allyn Inc | Tycos 509 | 0304022211 | Sphygmomanometers, Aneroid
BS18916 | Welch Allyn Inc | Connex Vital Signs Monitor 6000 Series | 100045000000 | Monitors, Physiologic, Vital Signs
BS30072 | Zoll Medical Corp | R Series PLUS | AF19A090780 | Defibrillators, External, Automated
BN28283 | Christie Medical Holdings, Inc. | VeinViewer Vision2 | Z9814311 | Vein Finders, Infrared Light
| Hill-Rom Services, Inc. | NURSE CALL CONSOLE | NURSE CALL TOWER 6 | Hospital Communication Systems, Nurse Call
| STERIS Corp | Amsco QDJ Series | 0429915027 | Warming Units, Multipurpose
A57710 | Welch Allyn Inc | Connex Spot Monitor | 100028364925 | Monitors, Physiologic, Vital Signs
BS34170 | ECHONOUS | EchoNous Bladder | R52RP006200 | Scanning Systems, Ultrasonic, Small-Parts, Urinary Bladder
| Tripp Lite | SmartPro 120V 1.5kVA 1.35kW Line-Interactive Sine Wave UPS | 3211GYOSM820601208 | Power Systems, Electrical, Uninterruptible
BS31532 | Welch Allyn Inc | Connex Vital Signs Monitor 6000 Series | 100042783515 | Monitors, Physiologic, Vital Signs
BS26659 | GE Healthcare | CARESCAPE PDM Patient Data Module | SA317360294SA | Physiologic Monitor Modules, Multiparameter
BN30726 | Joerns Healthcare | Hoyer HPL700 | 1000017109 | Lifts, Patient Transfer
b41706 | Bio-Med Devices Inc. | MAXAIR Cart | 6996 | Carts, Storage/Transport, Physiologic Monitor
BS33106 | Welch Allyn Inc | Connex Spot Monitor | 100015062819 | Monitors, Physiologic, Vital Signs
BN28664 | Ohio Medical Corporation | Intermittent/Continuous Vacuum Regulator | JGGR13146 | Regulators, Suction
| Allied Healthcare Products, Inc. | G180 OptiVac | NSN | Aspirators, Airway
| Welch Allyn Inc | Connex Spot Monitor | 100004083724 | Monitors, Physiologic, Vital Signs
BN26388 | Ohio Medical Corporation | Intermittent/Continuous Vacuum Regulator | VRA07385AP | Regulators, Suction
A57707 | Welch Allyn Inc | Connex Spot Monitor | 100023294925 | Monitors, Physiologic, Vital Signs
A57709 | Welch Allyn Inc | Connex Spot Monitor | 100023374925 | Monitors, Physiologic, Vital Signs
155814 | Ohio Medical Corporation | Intermittent/Continuous Vacuum Regulator | JGGR16386 | Regulators, Suction
BN27412 | SpaceLabs Healthcare | Ultraview SL Command Module | 1496-103901 | Physiologic Monitor Modules, Multiparameter
BS32216 | Bayer Corporation | Medrad Stellant FLEX | Display 30000829/Head 102877 | Injectors, Contrast Media, Computed Tomography
BN11321 | Welch Allyn Inc | Tycos 509 | 100180146 | Sphygmomanometers, Aneroid
| Medline Industries Inc | Comfort Glide Air | C880028479 | Pumps, Alternating Pressure Pad
bn22723 | Ohio Medical Corporation | Intermittent/Continuous Vacuum Regulator | JGGP14366 | Regulators, Suction
Bn24192 | Welch Allyn Inc | Tycos 509 | 070103171733 | Sphygmomanometers, Aneroid
B28124 | Ohio Medical Corporation | 1224 | P3AA00304 | Regulators, Suction
B37287 | Ohio Medical Corporation | 1224 | P3AA00333 | Regulators, Suction
B36064 | Ohio Medical Corporation | 1224 | P3AA00175 | Regulators, Suction
| American Power Conversion (APC) by Schneider Electric | APC Smart-UPS 750VA | 3S2036X15822 | Power Systems, Electrical, Uninterruptible
B37285 | Ohio Medical Corporation | 1224 | P3AA00174 | Regulators, Suction
BS28397 | SpaceLabs Healthcare | Ultraview SL Command Module | 1496-159794 | Physiologic Monitor Modules, Multiparameter
| Tripp Lite | SmartPro 120V 1.5kVA 1.35kW Line-Interactive Sine Wave UPS | 3228DV4SM893B00371 | Power Systems, Electrical, Uninterruptible
B37293 | Ohio Medical Corporation | 1224 | P3AA00305 | Regulators, Suction
| Ohio Medical Corporation | PISA | PSAC21146 | Regulators, Suction
BN4484 | Welch Allyn Inc | 747 Diagnostic Set | NSN | Ophthalmoscope/Otoscopes
B16562 | Quincy Lab | ReadyBath | MSC5-05322 | Warming Units, Multipurpose
| Ohio Medical Corporation | PISA | CIAD007890 | Regulators, Suction
| Tripp Lite | SmartPro 120V 1.5kVA 1.35kW Line-Interactive Sine Wave UPS | 3211GYOSM820601195 | Power Systems, Electrical, Uninterruptible
BS33102 | Welch Allyn Inc | Connex Spot Monitor | 100005722719 | Monitors, Physiologic, Vital Signs
| Welch Allyn Inc | Connex Spot Monitor | 100014032624 | Monitors, Physiologic, Vital Signs
BS24670 | Amvex Corporation | Analog Continuous/Intermittent Vacuum Regulator | VRA05980EP | Regulators, Suction
BS33101 | Welch Allyn Inc | Connex Spot Monitor | 100071593519 | Monitors, Physiologic, Vital Signs
| Ohio Medical Corporation | PISA | PSAC21150 | Regulators, Suction
BN27316 | Precision Medical Inc | PM3300 | 136362 | Regulators, Suction
BS29585 | Medline Industries Inc | Comfort Glide Air | C880028561 | Pumps, Alternating Pressure Pad
BN18851 | Huntleigh Healthcare | Dopplex D900 | (21)900LX19430423 | Detectors, Blood Flow, Ultrasonic
BS30128 | Zoll Medical Corp | R Series PLUS | AF18L090334 | Defibrillators, External, Automated
| Ohio Medical Corporation | PISA | PSAC21152 | Regulators, Suction
| Ohio Medical Corporation | PISA | CIAD007891 | Regulators, Suction
b12681 | Bio-Med Devices Inc. | MaxAir CAPR | 107210 | Respirators, Air-Purifying, Gas/Vapor
A57713 | Welch Allyn Inc | Connex Spot Monitor | 100029105025 | Monitors, Physiologic, Vital Signs
A59223 | Welch Allyn Inc | Connex Spot Monitor | 100013802624 | Monitors, Physiologic, Vital Signs
b41694 | Bio-Med Devices Inc. | MAXAIR Cart | 7009 | Carts, Storage/Transport, Physiologic Monitor
BS29598 | Medline Industries Inc | Comfort Glide Air | C880028558 | Pumps, Alternating Pressure Pad
| Ohio Medical Corporation | PISA | PSAC21145 | Regulators, Suction
BS30089 | Zoll Medical Corp | R Series PLUS | AF19A091172 | Defibrillators, External, Automated
| Hill-Rom Services, Inc. | NURSE CALL CONSOLE | NURSE CALL TOWER 9 | Hospital Communication Systems, Nurse Call
B12908 | Bio-Med Devices Inc. | MaxAir CAPR | 111214 | Respirators, Air-Purifying, Gas/Vapor
B12821 | Bio-Med Devices Inc. | MaxAir CAPR | 110630 | Respirators, Air-Purifying, Gas/Vapor
B12824 | Bio-Med Devices Inc. | MaxAir CAPR | 110632 | Respirators, Air-Purifying, Gas/Vapor
BS33095 | Welch Allyn Inc | Connex Spot Monitor | 100015192819 | Monitors, Physiologic, Vital Signs
B12836 | Bio-Med Devices Inc. | MaxAir CAPR | 110619 | Respirators, Air-Purifying, Gas/Vapor
BS33097 | Welch Allyn Inc | Connex Spot Monitor | 100079473619 | Monitors, Physiologic, Vital Signs
BS33105 | Welch Allyn Inc | Connex Spot Monitor | 100071643519 | Monitors, Physiologic, Vital Signs
B12705 | Bio-Med Devices Inc. | MaxAir CAPR | 107271 | Respirators, Air-Purifying, Gas/Vapor
| Welch Allyn Inc | Connex Spot Monitor | 100096473724 | Monitors, Physiologic, Vital Signs
BN29141 | Ohio Medical Corporation | Intermittent/Continuous Vacuum Regulator | VRA07555EP | Regulators, Suction
| Tripp Lite | SmartPro 120V 1.5kVA 1.35kW Line-Interactive Sine Wave UPS | 3211GYOSM820601200 | Power Systems, Electrical, Uninterruptible
| Welch Allyn Inc | Connex Spot Monitor | 100014042624 | Monitors, Physiologic, Vital Signs
BS30117 | Zoll Medical Corp | R Series PLUS | AF18L090324 | Defibrillators, External, Automated
| GE Healthcare | CARESCAPE PDM Patient Data Module | SPX20430431SA | Physiologic Monitor Modules, Multiparameter
BS20546 | Welch Allyn Inc | Connex Vital Signs Monitor 6000 Series | 100032622614 | Monitors, Physiologic, Vital Signs
BN28692 | Amvex Corporation | Analog Continuous/Intermittent Vacuum Regulator | VRA08020HO | Regulators, Suction
BS35751 | GE Healthcare | CARESCAPE Monitor B450 | SNT20373053SA | Monitoring Systems, Physiologic
BS32029 / A54178 | Welch Allyn Inc | ELI 280 | 119510001408 | Electrocardiographs, Multichannel, Interpretive
A57711 | Welch Allyn Inc | Connex Spot Monitor | 100028454925 | Monitors, Physiologic, Vital Signs
| Ohio Medical Corporation | PISA | PSAE15394 | Regulators, Suction
BN24369 | SpaceLabs Healthcare | Qube | 1390-109689 | Monitors, Physiologic, Multipurpose, Bedside, Modular
| Ohio Medical Corporation | PISA | PSAE15386 | Regulators, Suction
BS35752 | GE Healthcare | CARESCAPE PDM Patient Data Module | SPX21010182SA | Physiologic Monitor Modules, Multiparameter
| Ohio Medical Corporation | PISA | PSAE15387 | Regulators, Suction
BN29126 | Amvex Corporation | Analog Continuous/Intermittent Vacuum Regulator | VRA07550EP | Regulators, Suction
A57672 | Welch Allyn Inc | Connex Spot Monitor | 100091222225 | Monitors, Physiologic, Vital Signs
A57673 | Welch Allyn Inc | Connex Spot Monitor | 100091182225 | Monitors, Physiologic, Vital Signs
BS34856 | GE Healthcare | CARESCAPE PDM Patient Data Module | SPX20350665SA | Physiologic Monitor Modules, Multiparameter
A59275 | Welch Allyn Inc | Connex Spot Monitor | 100014152624 | Monitors, Physiologic, Vital Signs
BS30116 | Zoll Medical Corp | R Series PLUS | AF18L090317 | Defibrillators, External, Automated
A59329 | Welch Allyn Inc | Connex Spot Monitor | 100095353724 | Monitors, Physiologic, Vital Signs
B30038 | Quincy Lab | ReadyBath | MSC5-05291 | Warming Units, Multipurpose
BN17216 | Ohio Medical Corporation | Intermittent/Continuous Vacuum Regulator | GFFK05972 | Regulators, Suction
A57671 | Welch Allyn Inc | Connex Spot Monitor | 100091192225 | Monitors, Physiologic, Vital Signs
BS32942 | GE Healthcare | CARESCAPE Monitor B450 | SNE19413045SA | Monitoring Systems, Physiologic
BS34858 | GE Healthcare | CARESCAPE B450 | SNT20343006SA | Monitors, Physiologic, Multipurpose, Bedside, Modular
| Ohio Medical Corporation | PISA | PSAC21149 | Regulators, Suction
A57702 | Welch Allyn Inc | Connex Spot Monitor | 100029045025 | Monitors, Physiologic, Vital Signs
BS32003 / A54152 | Welch Allyn Inc | ELI 280 | 119450001633 | Electrocardiographs, Multichannel, Interpretive
B16925 | Welch Allyn Inc | ELI 280 | 119450001588 | Electrocardiographs, Multichannel, Interpretive
BS25567 | Ohio Medical Corporation | Intermittent/Continuous Vacuum Regulator | Vra05721ep | Regulators, Suction
BS33052 | PEDIGO | P-2010 | 2582706-000 | Warming Units, Blanket
A59025 | ECHONOUS | EchoNous Bladder | R52W607PXJF | Scanning Systems, Ultrasonic, Small-Parts, Urinary Bladder
b12903 | Bio-Med Devices Inc. | MaxAir CAPR | 111210 | Respirators, Air-Purifying, Gas/Vapor
B11499 | Welch Allyn Inc | Connex Spot Monitor | 100006563919 | Monitors, Physiologic, Vital Signs
BN22587 | Welch Allyn Inc | Tycos 509 | 100615000000.00002 | Sphygmomanometers, Aneroid
BS35747 | GE Healthcare | CARESCAPE Monitor B450 | SNT21013004SA | Monitoring Systems, Physiologic
BN22590 | Welch Allyn Inc | Tycos 509 | 100615143352 | Sphygmomanometers, Aneroid
BN5368 | Ohio Medical Corporation | Intermittent/Continuous Vacuum Regulator | GFFD06778 | Regulators, Suction
BN28697 | Welch Allyn Inc | Tycos 509 | 100615193543 | Sphygmomanometers, Aneroid
BN28693 | Welch Allyn Inc | Tycos 509 | 100615211749 | Sphygmomanometers, Aneroid
BN23992 | Welch Allyn Inc | Tycos 509 | 100615000000.00002 | Sphygmomanometers, Aneroid
BS20938 | Christie Medical Holdings, Inc. | VeinViewer Vision2 | +$+INSIA2548AW | Vein Finders, Infrared Light
BN23984 | Welch Allyn Inc | Tycos 509 | 100616000000 | Sphygmomanometers, Aneroid
B16565 | Quincy Lab | ReadyBath | MSC5-05342 | Warming Units, Multipurpose
BN18910 | Gentec Healthcare | 881VR Series | 177515 | Regulators, Suction
| Tripp Lite | SmartPro 120V 1.5kVA 1.35kW Line-Interactive Sine Wave UPS | 3211GYOSM820601203 | Power Systems, Electrical, Uninterruptible
BN28695 | Ohio Medical Corporation | Intermittent/Continuous Vacuum Regulator | VRA07524FO | Regulators, Suction
| Welch Allyn Inc | Connex Spot Monitor | 100004163724 | Monitors, Physiologic, Vital Signs
BN18917 | Gentec Healthcare | 881VR Series | 157380 | Regulators, Suction
| Welch Allyn Inc | Connex Spot Monitor | 100004093724 | Monitors, Physiologic, Vital Signs
163089 | Bio-Med Devices Inc. | MaxAir CAPR | 111204 | Respirators, Air-Purifying, Gas/Vapor
BS33094 | Welch Allyn Inc | Connex Spot Monitor | 100079403619 | Monitors, Physiologic, Vital Signs
Bs22324 | Precision Medical Inc | PM3300 | 136383 | Regulators, Suction
BN29137 | Ohio Medical Corporation | Intermittent/Continuous Vacuum Regulator | VRA07558EP | Regulators, Suction
b41703 | Bio-Med Devices Inc. | MAXAIR Cart | 6992 | Carts, Storage/Transport, Physiologic Monitor
| Welch Allyn Inc | Connex Spot Monitor | 100013612624 | Monitors, Physiologic, Vital Signs
| Welch Allyn Inc | Connex Spot Monitor | 100003983724 | Monitors, Physiologic, Vital Signs
BN18925 | Gentec Healthcare | 881VR Series | 177502 | Regulators, Suction
| Welch Allyn Inc | Connex Spot Monitor | 100013592624 | Monitors, Physiologic, Vital Signs
| Huntleigh Healthcare | Dopplex D900 | D900120242926 | Detectors, Blood Flow, Ultrasonic
B32392 | Ohio Medical Corporation | Intermittent/Continuous Vacuum Regulator | VRA08747AP | Regulators, Suction
| Welch Allyn Inc | Connex Spot Monitor | 100004273724 | Monitors, Physiologic, Vital Signs
| Allied Healthcare Products, Inc. | G180 OptiVac | NSN | Aspirators, Airway
| Hill-Rom Services, Inc. | NURSE CALL CONSOLE | NURSE CALL TOWER 7 | Hospital Communication Systems, Nurse Call
A57717 | Welch Allyn Inc | Connex Spot Monitor | 100028644925 | Monitors, Physiologic, Vital Signs
BN18919 | Gentec Healthcare | 881VR Series | 177573 | Regulators, Suction
BN18923 | Gentec Healthcare | 881VR Series | 1377423 | Regulators, Suction
BN28698 | Ohio Medical Corporation | Intermittent/Continuous Vacuum Regulator | VRA06666BO | Regulators, Suction
| Welch Allyn Inc | Connex Spot Monitor | 100013782624 | Monitors, Physiologic, Vital Signs
BS30098 | Zoll Medical Corp | R Series PLUS | AF19A090763 | Defibrillators, External, Automated
| Welch Allyn Inc | Connex Spot Monitor | 100004313724 | Monitors, Physiologic, Vital Signs
BN20220 | STERIS Corp | Amsco Warming Cabinet | O415810114 | Warming Units, Multipurpose
BN18927 | Gentec Healthcare | 881VR Series | 177559 | Regulators, Suction
BN23986 | Welch Allyn Inc | Wall Sphygmomanometer | 100616071526 | Sphygmomanometers, Aneroid
b12889 | Bio-Med Devices Inc. | MaxAir CAPR | 111241 | Respirators, Air-Purifying, Gas/Vapor
B16874 | Rice Lake Weighing Systems | Bariatric Handrail Scale | 070721C231051 | Scales, Patient, Floor
BN28684 | Ohio Medical Corporation | Intermittent/Continuous Vacuum Regulator | GFFC14007 | Regulators, Suction
b41705 | Bio-Med Devices Inc. | PALLET - MaxAir CAPR System | 7007 | Respirators, Air-Purifying, Particulate/Gas/Vapor
BN23991 | Welch Allyn Inc | Tycos 509 | 100615000000.00002 | Sphygmomanometers, Aneroid
BN22583 | Welch Allyn Inc | Tycos 509 | 100615000000.00002 | Sphygmomanometers, Aneroid
BN22584 | Welch Allyn Inc | Tycos 509 | 100615000000.00002 | Sphygmomanometers, Aneroid
BN22589 | Welch Allyn Inc | Tycos 509 | 110121074535 | Sphygmomanometers, Aneroid
BN23989 | Welch Allyn Inc | Tycos 509 | 100615000000.00002 | Sphygmomanometers, Aneroid
b12676 | Bio-Med Devices Inc. | MaxAir CAPR | 107217 | Respirators, Air-Purifying, Gas/Vapor
BN20205 | Arjo Inc | Maxi Move | KMC07687 | Lifts, Patient Transfer
B30023 | Quincy Lab | ReadyBath | Msc5-05233 | Warming Units, Multipurpose
| Quincy Lab | ReadyBath | Msc5-05123 | Warming Units, Multipurpose
A59276 | Welch Allyn Inc | Connex Spot Monitor | 100096543724 | Monitors, Physiologic, Vital Signs
BS34857 | GE Healthcare | CARESCAPE PDM Patient Data Module | SPX20350556SA | Physiologic Monitor Modules, Multiparameter
BN29142 | Ohio Medical Corporation | Intermittent/Continuous Vacuum Regulator | VRA07557EP | Regulators, Suction
BS34907 | GE Medical Systems | CARESCAPE CENTRAL STATION MAI700 | SKN20340072SA | Monitoring Systems
BN30728 | Joerns Healthcare | Hoyer HPL700 | 1000017107 | Lifts, Patient Transfer
BS32045 / A54194 | Welch Allyn Inc | ELI 280 | 119450001580 | Electrocardiographs, Multichannel, Interpretive
BN24374 | Ohio Medical Corporation | Intermittent/Continuous Vacuum Regulator | JGGP14369 | Regulators, Suction
| Allied Healthcare Products, Inc. | G180 OptiVac | NSN | Aspirators, Airway
BN29130 | Ohio Medical Corporation | Intermittent/Continuous Vacuum Regulator | VRA07540EP | Regulators, Suction
BS34905 | GE Medical Systems | CARESCAPE CENTRAL STATION MAI700 | SKN20340073SA | Monitoring Systems
BS29587 | Medline Industries Inc | Comfort Glide Air | C880028488 | Pumps, Alternating Pressure Pad
BN28681 | Amvex Corporation | Analog Continuous/Intermittent Vacuum Regulator | VRA08018HO | Regulators, Suction
BS25575 | Ohio Medical Corporation | Intermittent/Continuous Vacuum Regulator | JGGS17475 | Regulators, Suction
| Welch Allyn Inc | Connex Spot Monitor | 100013992624 | Monitors, Physiologic, Vital Signs
BS33073 | Welch Allyn Inc | Connex Spot Monitor | 100014992819 | Monitors, Physiologic, Vital Signs
A59326 | Welch Allyn Inc | Connex Spot Monitor | 100029161624 | Monitors, Physiologic, Vital Signs
A58144 | Bayer Corporation | Medrad MRXperion | 314873 | Injectors, Contrast Media, Magnetic Resonance Imaging
| Welch Allyn Inc | Connex Spot Monitor | 100013682624 | Monitors, Physiologic, Vital Signs
| ECHONOUS | EchoNous Bladder | R52W70BJ9LX | Scanning Systems, Ultrasonic, Small-Parts, Urinary Bladder
Bn28680 | Amvex Corporation | Analog Continuous/Intermittent Vacuum Regulator | Vra08019ho | Regulators, Suction
BN26311 | Ohio Medical Corporation | Intermittent/Continuous Vacuum Regulator | VRZ06030F0 | Regulators, Suction
| Welch Allyn Inc | Connex Spot Monitor | 100038960718 | Monitors, Physiologic, Vital Signs
B16784 | Welch Allyn Inc | ELI 380 | 122140000242 | Electrocardiographs, Multichannel, Interpretive
B16684 | Welch Allyn Inc | Connex Spot Monitor | 100019831322 | Monitors, Physiologic, Vital Signs
BS30107 | Zoll Medical Corp | R Series PLUS | AF19A090776 | Defibrillators, External, Automated
B16686 | Welch Allyn Inc | Connex Spot Monitor | 100023000000 | Monitors, Physiologic, Vital Signs
A57569 | Welch Allyn Inc | Connex Spot Monitor | 10009137225 | Monitors, Physiologic, Vital Signs
| Welch Allyn Inc | Connex Spot Monitor | 100004253724 | Monitors, Physiologic, Vital Signs
BS26909 | Welch Allyn Inc | Connex Spot Monitor | 10039000718 | Monitors, Physiologic, Vital Signs
B16685 | Welch Allyn Inc | Connex Spot Monitor | 100023000000 | Monitors, Physiologic, Vital Signs
BS34934 | Welch Allyn Inc | Connex Spot Monitor | 100038950718 | Monitors, Physiologic, Vital Signs
BS24673 | Amvex Corporation | Analog Continuous/Intermittent Vacuum Regulator | VRA05976EP | Regulators, Suction
b12696 | Bio-Med Devices Inc. | MaxAir CAPR | 107234 | Respirators, Air-Purifying, Gas/Vapor
BS23585 | SpaceLabs Healthcare | Ultraview SL Command Module | 1496-019575 | Physiologic Monitor Modules, Multiparameter
| Ohio Medical Corporation | PISA | PSAC21143 | Regulators, Suction
A59222 | Welch Allyn Inc | Connex Spot Monitor | 100004123724 | Monitors, Physiologic, Vital Signs
BS24672 | Amvex Corporation | Analog Continuous/Intermittent Vacuum Regulator | VRA05968EP | Regulators, Suction
b12697 | Bio-Med Devices Inc. | MaxAir CAPR | 107253 | Respirators, Air-Purifying, Gas/Vapor
| Ohio Medical Corporation | PISA | PSAC21148 | Regulators, Suction
BN18851 | Medline Industries Inc | Mobile Aneroid | 65122070002 | Sphygmomanometers, Aneroid
BS32046 | Welch Allyn Inc | ELI 280 | 119450001610 | Electrocardiographs, Multichannel, Interpretive
BS24671 | Amvex Corporation | Analog Continuous/Intermittent Vacuum Regulator | VRA05977EP | Regulators, Suction
B11695 | Welch Allyn Inc | Connex Spot Monitor | 100006543919 | Monitors, Physiologic, Vital Signs
| Hill-Rom Services, Inc. | NURSE CALL CONSOLE | NURSE CALL TOWER 3 | Hospital Communication Systems, Nurse Call
BS27989 | Welch Allyn Inc | Connex Spot Monitor | 100006513919 | Monitors, Physiologic, Vital Signs
BS35750 | GE Healthcare | CARESCAPE PDM Patient Data Module | SPX21010237SA | Physiologic Monitor Modules, Multiparameter
A59328 | Welch Allyn Inc | Connex Spot Monitor | 100029011624 | Monitors, Physiologic, Vital Signs
BS23121 | MEDRAD, INC. | Medrad Mark 7 Arterion | Display 200541/Head 205111 | Injectors, Contrast Media, Angiography
BS18989 | MEDRAD, INC. | Medrad Mark 7 Arterion | Display 200544/Head 200517 | Injectors, Contrast Media, Angiography
BS23123 | MEDRAD, INC. | Medrad Mark 7 Arterion | Display 200535/Head 200514 | Injectors, Contrast Media, Angiography
| Bayer Corporation | Medrad Stellant FLEX | Display 10000883/Head 101453 | Injectors, Contrast Media, Computed Tomography
BS23122 | MEDRAD, INC. | Medrad Mark 7 Arterion | Display 200540/Head 121799 | Injectors, Contrast Media, Angiography
B16675 | Huntleigh Healthcare | Dopplex D900 | 900PX0104890-04 | Detectors, Blood Flow, Ultrasonic
| Huntleigh Healthcare | Dopplex D900 | D900120064924 | Detectors, Blood Flow, Ultrasonic
BN30725 | Joerns Healthcare | Hoyer HPL700 | 1000018875 | Lifts, Patient Transfer
| Welch Allyn Inc | Connex Spot Monitor | 100053013123 | Monitors, Physiologic, Vital Signs
| Welch Allyn Inc | Connex Spot Monitor | 100014082624 | Monitors, Physiologic, Vital Signs
B16581 | Quincy Lab | ReadyBath | MSC5-05235 | Warming Units, Multipurpose
A59322 | Welch Allyn Inc | Connex Spot Monitor | 100029171624 | Monitors, Physiologic, Vital Signs
A59321 | Welch Allyn Inc | Connex Spot Monitor | 100095313724 | Monitors, Physiologic, Vital Signs
BS32042 / A54191 | Welch Allyn Inc | ELI 280 | 119450001593 | Electrocardiographs, Multichannel, Interpretive
BN18848 | Welch Allyn Inc | 767 Wall Transformer | NSN | Transformers, Constant Voltage
BS30081 | Zoll Medical Corp | R Series PLUS | 010084794601740821AF19A090792 | Defibrillators, External, Automated
BN24553 | STERIS Corp | Amsco DJ030124131 | 412714041 | Warming Units, Multipurpose
B11322 | Welch Allyn Inc | Connex Spot Monitor | 100079343619 | Monitors, Physiologic, Vital Signs
| Tripp Lite | SmartPro 120V 1.5kVA 1.35kW Line-Interactive Sine Wave UPS | 3211GYOSM820601189 | Power Systems, Electrical, Uninterruptible
| Allied Healthcare Products, Inc. | G180 OptiVac | NSN | Aspirators, Airway
B11313 | Welch Allyn Inc | Connex Spot Monitor | 100005822719 | Monitors, Physiologic, Vital Signs
| Welch Allyn Inc | Connex Spot Monitor | 100014142624 | Monitors, Physiologic, Vital Signs
Bn22918 | Huntleigh Healthcare | Dopplex D900 | 160418 | Detectors, Blood Flow, Ultrasonic
| Huntleigh Healthcare | Dopplex D900 | D900111490026 | Detectors, Blood Flow, Ultrasonic
B16241 | Ohio Medical Corporation | PISA | PSAA13594 | Regulators, Suction
| Hill-Rom Services, Inc. | NURSE CALL CONSOLE | NURSE CALL TOWER 5 | Hospital Communication Systems, Nurse Call
A59026 | ECHONOUS | EchoNous Bladder | R52W609A3ET | Scanning Systems, Ultrasonic, Small-Parts, Urinary Bladder
| Welch Allyn Inc | Connex Spot Monitor | 100029081624 | Monitors, Physiologic, Vital Signs
| Welch Allyn Inc | Connex Spot Monitor | 100014052624 | Monitors, Physiologic, Vital Signs
| Welch Allyn Inc | Connex Spot Monitor | 100053043123 | Monitors, Physiologic, Vital Signs
| Tripp Lite | SmartPro 120V 1.5kVA 1.35kW Line-Interactive Sine Wave UPS | 3228DV4SM893B00645 | Power Systems, Electrical, Uninterruptible
A59150 | ECHONOUS | EchoNous Bladder | R52X50A572X | Scanning Systems, Ultrasonic, Small-Parts, Urinary Bladder
A57720 | Welch Allyn Inc | Connex Spot Monitor | 100028384925 | Monitors, Physiologic, Vital Signs
| ECHONOUS | EchoNous Bladder | R52R40ANYQL | Scanning Systems, Ultrasonic, Small-Parts, Urinary Bladder
| Welch Allyn Inc | Connex Spot Monitor | 100003923724 | Monitors, Physiologic, Vital Signs
BN29138 | Ohio Medical Corporation | Intermittent/Continuous Vacuum Regulator | VRA07559EP | Regulators, Suction
BN29129 | Ohio Medical Corporation | Intermittent/Continuous Vacuum Regulator | VRA07541EP | Regulators, Suction
189504 | Medline Industries Inc | 3-In-1 Steel Commode | 189504 | Commodes, Fixed
BS34859 | GE Healthcare | CARESCAPE Monitor B450 | SNT20343007SA | Monitoring Systems, Physiologic
BN29140 | Ohio Medical Corporation | Intermittent/Continuous Vacuum Regulator | VRZ07552EP | Regulators, Suction
BN29143 | Ohio Medical Corporation | Intermittent/Continuous Vacuum Regulator | VRA07561EP | Regulators, Suction
| Hill-Rom Services, Inc. | NURSE CALL CONSOLE | NURSE CALL TOWER 8 | Hospital Communication Systems, Nurse Call
| Ohio Medical Corporation | PISA | PSAC21144 | Regulators, Suction
BS33096 | Welch Allyn Inc | Connex Spot Monitor | 100079383619 | Monitors, Physiologic, Vital Signs
| Allied Healthcare Products, Inc. | G180 OptiVac | NSN | Aspirators, Airway
BS18859 | Detecto - A Division of Cardinal Scale Manufacturing Co. | Fold Up Portable Wheelchair Scale | E05015-0108 | Scales, Patient, Wheelchair
A57543 | Bayer Corporation | MEDRAD MRXPERION | 315013 | Injectors, Contrast Media, Magnetic Resonance Imaging
BS3042 | Welch Allyn Inc | Connex Spot Monitor | 100071543519 | Monitors, Physiologic, Vital Signs
| Bayer Corporation | MEDRAD MRXPERION | 84284254 Injector Head | Injectors, Contrast Media, Magnetic Resonance Imaging
A59327 | Welch Allyn Inc | Connex Spot Monitor | 100029131624 | Monitors, Physiologic, Vital Signs
| Tripp Lite | SmartPro 120V 1.5kVA 1.35kW Line-Interactive Sine Wave UPS | 3211GYOSM820601193 | Power Systems, Electrical, Uninterruptible
BS24658 | Ohio Medical Corporation | Intermittent/Continuous Vacuum Regulator | VRA05975EP | Regulators, Suction
BS24659 | Ohio Medical Corporation | Intermittent/Continuous Vacuum Regulator | VRA05996EP | Regulators, Suction
BN12680 | Ohio Medical Corporation | Intermittent/Continuous Vacuum Regulator | GFFG15588 | Regulators, Suction
bn22718 | Ohio Medical Corporation | Intermittent Suction Unit | GFFW15299 | Regulators, Suction
| Bayer Corporation | MEDRAD MRXPERION | 84284254 101822 Injector Head | Injectors, Contrast Media, Magnetic Resonance Imaging
| Welch Allyn Inc | Tycos 509 | 150225011995 | Sphygmomanometers, Aneroid
b12678 | Bio-Med Devices Inc. | MaxAir CAPR | 107209 | Respirators, Air-Purifying, Gas/Vapor
BS20673 | SpaceLabs Healthcare | Ultraview SL Command Module | 1496-105192 | Physiologic Monitor Modules, Multiparameter
BS35779 | Huntleigh Healthcare | Dopplex D900 | 900LX17451921 | Detectors, Blood Flow, Ultrasonic
| GE Healthcare | CARESCAPE PDM Patient Data Module | SPX21010237SA | Physiologic Monitor Modules, Multiparameter
A57706 | Welch Allyn Inc | Connex Spot Monitor | 100023344925 | Monitors, Physiologic, Vital Signs
B32717 | Burton Medical | CoolSpot | CS961892 | Lights, Examination
B28237 / A56511 | Welch Allyn Inc | ELI 280 | 121100002184 | Electrocardiographs, Multichannel, Interpretive
| Tripp Lite | SmartPro 120V 1kVA UPS | 3526DVYSM88EC00750 | Power Systems, Electrical, Uninterruptible
BS20968 | 3M Health Care | Bair Hugger 775 | 112262 | Warming Units, Patient, Forced-Air
| Hill-Rom Services, Inc. | NURSE CALL CONSOLE | NURSE CALL TOWER 2 | Hospital Communication Systems, Nurse Call
BS30607 | Joerns Healthcare | Hoyer HPL700 | N/A | Lifts, Patient Transfer
BS28396 | SpaceLabs Healthcare | Qube | 1390-122516 | Monitors, Physiologic, Multipurpose, Bedside, Modular
B18109 | Seca Corp | seca 700 | 32132 | Scales, Patient, Floor
BS27991 | Welch Allyn Inc | Connex Spot Monitor | 100006523919 | Monitors, Physiologic, Vital Signs
b16416 | Bio-Med Devices Inc. | MAXAIR Cart | 6997 | Carts, Storage/Transport, Physiologic Monitor
BS25482 | MEDRAD, INC. | Medrad MRXperion | Display 889667/Head 100755?System 300164 | Injectors, Contrast Media, Magnetic Resonance Imaging
| Bayer Corporation | MEDRAD MRXPERION | 84284254 11508 Injector Head | Injectors, Contrast Media, Magnetic Resonance Imaging
A59148 | ECHONOUS | EchoNous Bladder | R52X50A5HOV | Scanning Systems, Ultrasonic, Small-Parts, Urinary Bladder
Bn22884 | Ohio Medical Corporation | Intermittent/Continuous Vacuum Regulator | GFFW15307 | Regulators, Suction
B16643 | Huntleigh Healthcare | Dopplex D900 | 900LX1482917 | Detectors, Blood Flow, Ultrasonic
| Allied Healthcare Products, Inc. | G180 OptiVac | NSN | Aspirators, Airway
BS33104 | Welch Allyn Inc | Connex Spot Monitor | 100071583519 | Monitors, Physiologic, Vital Signs
Bs24649 | Amvex Corporation | Analog Continuous/Intermittent Vacuum Regulator | Vra07522ep | Regulators, Suction
B37286 | Ohio Medical Corporation | 1224 | P3AA00171 | Regulators, Suction
BN28668 | Ohio Medical Corporation | Intermittent/Continuous Vacuum Regulator | JGGR14837 | Regulators, Suction
b41702 | Bio-Med Devices Inc. | MAXAIR Cart | 6990 | Carts, Storage/Transport, Physiologic Monitor
B32423 | Precision Medical Inc | PM3300 | 134935 | Regulators, Suction
A59024 | ECHONOUS | EchoNous Bladder | R52W407CEFD | Scanning Systems, Ultrasonic, Small-Parts, Urinary Bladder
| GE Medical Systems | CARESCAPE CENTRAL STATION MAI700 | SKN19430074SA | Monitoring Systems
A57705 | Welch Allyn Inc | Connex Spot Monitor | 100023304925 | Monitors, Physiologic, Vital Signs
BS24680 | Ohio Medical Corporation | Intermittent/Continuous Vacuum Regulator | VRA07564EP | Regulators, Suction
B12717 | Bio-Med Devices Inc. | MaxAir CAPR | 107244 | Respirators, Air-Purifying, Gas/Vapor
BS24686 | Amvex Corporation | Analog Continuous/Intermittent Vacuum Regulator | VRA06002EP | Regulators, Suction
A59323 | Welch Allyn Inc | Connex Spot Monitor | 100029021624 | Monitors, Physiologic, Vital Signs
BN27302 | Precision Medical Inc | PM3300 | 135064 | Regulators, Suction
BN12818 | Precision Medical Inc | PM3300 | 134954 | Regulators, Suction
| Welch Allyn Inc | Connex Spot Monitor | 100013922624 | Monitors, Physiologic, Vital Signs
| Huntleigh Healthcare | Dopplex D900 | D900111447926 | Detectors, Blood Flow, Ultrasonic
166104 | Ohio Medical Corporation | Intermittent/Continuous Vacuum Regulator | VRA06085EP | Regulators, Suction
BS20422 | Welch Allyn Inc | Connex Vital Signs Monitor 6000 Series | 103001260113 | Monitors, Physiologic, Vital Signs
BS24657 | Ohio Medical Corporation | Intermittent/Continuous Vacuum Regulator | VRA07553EP | Regulators, Suction
Bs24664 | Amvex Corporation | Analog Continuous/Intermittent Vacuum Regulator | Vra07571ep | Regulators, Suction
BS35749 | GE Healthcare | CARESCAPE Monitor B450 | SNT20533004SA | Monitoring Systems, Physiologic
BN28669 | STERIS Corp | Amsco DJ030124131 | 412714040 | Warming Units, Multipurpose
| GE Medical Systems | CARESCAPE CENTRAL STATION MAI700 | SKN19430072SA | Monitoring Systems
BS33107 | Welch Allyn Inc | Connex Spot Monitor | 100005642719 | Monitors, Physiologic, Vital Signs
BS34803 / A47194 | Welch Allyn Inc | ELI 380 | 118280001336 | Electrocardiographs, Multichannel, Interpretive
| Medline Industries Inc | Mobile Aneroid | NA | Sphygmomanometers, Aneroid
| Welch Allyn Inc | Connex Spot Monitor | 100013822624 | Monitors, Physiologic, Vital Signs
| Hematek | ESR STAT 6 | 8349 | Analyzers, Laboratory, Hematology, Erythrocyte Sedimentation Rate
| Hettich Instruments, LP. | ROTOFIX 32 A | 0012654 | Centrifuges, Tabletop, Low-Speed, Nonrefrigerated
| Diagnostica Stago Inc | STA Compact Max | 0000008782 | Analyzers, Laboratory, Hematology, Coagulation, Automated
| Diagnostica Stago Inc | STA Compact Max | 0000008792 | Analyzers, Laboratory, Hematology, Coagulation, Automated
BN20889 | Unico | Rock-IT Rocker | T10121101263 | Mixers, Clinical Laboratory
B16387 | bioMerieux, Inc | BACT/ALERT VIRTUO | VRTB-00791 | Analyzers, Laboratory, Microbiology, Blood Culture, Automated
BS20860 | Siemens Healthcare | CLINITEK Status | 279915 | Analyzers, Laboratory, Urine, Semiautomated
B36611 | HemoSonics | Quantra QPlus | 00170 | Analyzers, Point-of-Care, Whole Blood, Coagulation
B36612 | HemoSonics | Quantra QPlus | 00147 | Analyzers, Point-of-Care, Whole Blood, Coagulation
BN25118 | Unico | Vortex Mixer | 1010962 | Shaker/Orbiters, Laboratory
BS-34836 | Sysmex Corp of America | XN-10 | 43028 | Analyzers, Laboratory, Hematology, Cell Counting, Automated
| Nova Biomedical Corp | StatStrip Glucose | 195-0335-23067 | Analyzers, Point-of-Care, Whole Blood, Glucose
BS33707 | Labconco Corp | Purifier Logic+ | 220429576A | Cabinets, Biological Safety, Class II
BS20830 | IRIS International, Inc. | StatSpin Express 4 | 05777 | Centrifuges, Tabletop, Low-Speed, Nonrefrigerated
B13569 | Polymedco Inc. | OC-Sensor Diana MV5F00 | N01034 | Analyzers, Laboratory, Immunoassay
bn25247 | Boekel Scientific Inc | Tap Dancer | 83706977 | Mixers, Clinical Laboratory
BS22931 | PHC CORPORATION | MIR-154-PA | 14010021 | Incubators, Laboratory, Aerobic
A59437 | THERMO SCIENTIFIC | Forma 3950 | 300642487 | Incubators, Laboratory, Aerobic
BS34824 | LW Scientific Inc | Digital Rotator | RD1-18050180 | Laboratory Rotators
A53205 | BIOFIRE DIAGNOSTICS | FilmArray Torch | TM09049 | Analyzers, Laboratory, Molecular Assay, Infectious Microorganism
BS22649 | HOLOGIC INC | Panther | 2090000761 | Analyzers, Laboratory, Molecular Assay
| American Power Conversion (APC) by Schneider Electric | SMART 3000 | AS2118150981 | Power Systems, Uninterruptible
BS13759 | Lab-Line Instruments Inc | Imperial III | NSN | Incubators, Laboratory, Aerobic
BS20939 | bioMerieux, Inc | VITEK MS | 50991 | Analyzers, Laboratory, Mass Spectrometry, Microorganism Identification
bn22665 | Boekel Scientific Inc | Tap Dancer | 83706975 | Mixers, Clinical Laboratory
| Roche Diagnostic Systems Inc | cobas 5800 | 1930 | Analyzers, Laboratory, Molecular Assay
B16161 | THERMO FISHER SCIENTIFIC | 1300 Series Class II | 300379941 | Cabinets, Biological Safety, Class II
bs23829 | THERMO SCIENTIFIC | Heratherm IMH180 | 41878184 | Incubators, Laboratory, Aerobic
bs23828 | THERMO SCIENTIFIC | Heratherm IMH180 | 41887032 | Incubators, Laboratory, Aerobic
BS13936 | THERMO FISHER SCIENTIFIC | Heraeus Multifuge 1S | 40830594 | Centrifuges, Tabletop, Low-Speed, Nonrefrigerated
BN26762 | Labconco Corp | Purifier Logic+ | 150711286b | Cabinets, Biological Safety, Class II
A57382 | Siemens Healthcare | Atellica Sample Handler Prime | SP05289 | Analyzers, Laboratory, Clinical Chemistry/Immunoassay
A57381 | Siemens Healthcare | Atellica IM 1300 | IRM040272418 | Analyzers, Laboratory, Immunoassay, Chemiluminescent
A57378 | Siemens Healthcare | Atellica Sample Handler Prime | SP05290 | Analyzers, Laboratory, Clinical Chemistry/Immunoassay
| Cepheid | GeneXpert | 110024398 | Analyzers, Laboratory, Molecular Assay, Infectious Microorganism
B12846 | Beckman Coulter Inc | Airfuge CLS | AAY21B001 | Centrifuges, Tabletop, Ultrahigh-Speed, Refrigerated
BN15361 | Scientific Industries | Vortex-Genie 2 | 2-384744 | Shaker/Orbiters, Laboratory
A57384 | Siemens Healthcare | Atellica IM 1300 | IRM040212418 | Analyzers, Laboratory, Immunoassay, Chemiluminescent
A57383 | Siemens Healthcare | Atellica CH 930 | CM05095 | Analyzers, Laboratory, Clinical Chemistry, Automated, Discrete
A57377 | Siemens Healthcare | Atellica CH 930 | CM05096 | Analyzers, Laboratory, Clinical Chemistry, Automated, Discrete
BS15218 | IRIS International, Inc. | StatSpin Express 3 | 639M50201540 | Centrifuges, Tabletop, Low-Speed, Nonrefrigerated
A57380 | Siemens Healthcare | Atellica CH 930 | CM05097 | Analyzers, Laboratory, Clinical Chemistry, Automated, Discrete
A57379 | Siemens Healthcare | Atellica Sample Handler Prime | SP05291 | Analyzers, Laboratory, Clinical Chemistry/Immunoassay
A57376 | Siemens Healthcare | Atellica IM 1300 | IRM040232418 | Analyzers, Laboratory, Immunoassay, Chemiluminescent
BS23290 | Boekel Scientific Inc | Tap Dancer | 083707064 | Mixers, Clinical Laboratory
Bs29629 | Grant Instruments | PV-1 Vortex Mixer | B050900563 | Shaker/Orbiters, Laboratory
| American Power Conversion (APC) by Schneider Electric | SMART 3000 | AS2118150918 | Power Systems, Uninterruptible
BN28586 | PHC Corp of North America | MCO-20AIC | 14090159 | Incubators, Laboratory, Aerobic
| American Power Conversion (APC) by Schneider Electric | SMART 3000 | AS1429130379 | Power Systems, Uninterruptible
BN26897 | Nor-Lake Scientific | Large Capacity Incubator | 18040064 | Incubators, Laboratory, Anaerobic
A53204 | BIOFIRE DIAGNOSTICS | FilmArray Torch | TM09472 | Analyzers, Laboratory, Molecular Assay, Infectious Microorganism
BS18807 | Barnstead International Corp | 17600 | 821061115674 | Incubators, Laboratory, Test Tube
A53206 | BIOFIRE DIAGNOSTICS | FilmArray Torch | TM09064 | Analyzers, Laboratory, Molecular Assay, Infectious Microorganism
BS24918 | THERMO SCIENTIFIC | Forma 3950 | 300132194 | Incubators, Laboratory, Aerobic
bn25248 | Boekel Scientific Inc | Tap Dancer | 83707038 | Mixers, Clinical Laboratory
| bioMerieux, Inc | PREVI Color Gram | 414292254561 | Slide Stainers, Microbiology
| American Power Conversion (APC) by Schneider Electric | SMART 3000 | AS21181150923 | Power Systems, Uninterruptible
BS23292 | bioMerieux, Inc | VITEK 2 | VTK2XL4090 | Analyzers, Laboratory, Microbiology, Susceptibility, Automated
B41685 | Premiere | Premiere XH-2002 | GHCP-Y0265 | Warming Units, Microscope Slide
BS23291 | bioMerieux, Inc | VITEK 2 | VTK2XL4091 | Analyzers, Laboratory, Microbiology, Susceptibility, Automated
A53207 | BIOFIRE DIAGNOSTICS | FilmArray Torch | TM09081 | Analyzers, Laboratory, Molecular Assay, Infectious Microorganism
BN22416 | THERMO FISHER SCIENTIFIC | 1300 Series Class II | 110500-2701 | Cabinets, Biological Safety, Class II
A53208 | BIOFIRE DIAGNOSTICS | FilmArray Torch | TB02496 | Analyzers, Laboratory, Molecular Assay, Infectious Microorganism
| Eaton Corporation | Eaton 5PX | PF32M50C06 | Power Systems, Electrical, Uninterruptible
| Nova Biomedical Corp | StatStrip Glucose | 195-0007-21103 | Analyzers, Point-of-Care, Whole Blood, Glucose
BS28400 | Siemens Healthcare | CLINITEK Status | 300745 | Analyzers, Laboratory, Urine, Semiautomated
372795 | Abbott Laboratories Diagnostic Div | i-STAT 1 | 372795 | Analyzers, Point-of-Care, Whole Blood, Gas/pH/Electrolyte/Metabolite
| Quidel Corp. | Sofia 2 | 29113394 | Analyzers, Laboratory, Immunoassay, Fluorimetric
| Nova Biomedical Corp | StatStrip Glucose | 195089025127 | Analyzers, Point-of-Care, Whole Blood, Glucose
194018516209 | Nova Biomedical Corp | StatStrip | 194018516209 | Analyzers, Point-of-Care, Whole Blood, Glucose
| Quidel Corp. | Sofia 2 | 29102697 | Analyzers, Laboratory, Immunoassay, Fluorimetric
B16634 | Nova Biomedical Corp | StatStrip Glucose | 195-0030-22010 | Analyzers, Point-of-Care, Whole Blood, Glucose
| Nova Biomedical Corp | StatStrip Glucose | 195004624337 | Analyzers, Point-of-Care, Whole Blood, Glucose
bn26569 | Quidel Corp. | Sofia | 00022955 | Analyzers, Laboratory, Immunoassay, Fluorimetric
189435 | Nova Biomedical Corp | StatStrip Glucose | 195-1263-22097 | Analyzers, Point-of-Care, Whole Blood, Glucose
B13463 | Abbott Laboratories Diagnostic Div | i-STAT 1 | 0100054749002528 | Analyzers, Point-of-Care, Whole Blood, Gas/pH/Electrolyte/Metabolite
162367 | Nova Biomedical Corp | StatStrip Glucose | 21195083420231 | Analyzers, Point-of-Care, Whole Blood, Glucose
| Nova Biomedical Corp | StatStrip Glucose | 195-0767-24179 | Analyzers, Point-of-Care, Whole Blood, Glucose
| Nova Biomedical Corp | StatStrip Glucose | 195039924269 | Analyzers, Point-of-Care, Whole Blood, Glucose
| Quidel Corp. | Sofia 2 | 29102653 | Analyzers, Laboratory, Immunoassay, Fluorimetric
| Quidel Corp. | Sofia 2 | 29102666 | Analyzers, Laboratory, Immunoassay, Fluorimetric
| Nova Biomedical Corp | StatStrip Glucose | 195004026114 | Analyzers, Point-of-Care, Whole Blood, Glucose
BS24844 | Siemens Healthcare | CLINITEK Status+ | 030445 | Analyzers, Laboratory, Urine, Semiautomated
B32787 | Nova Biomedical Corp | StatStrip Glucose | 195-0243-21054 | Analyzers, Point-of-Care, Whole Blood, Glucose
BN26600 | Quidel Corp. | Sofia 2 | 00014349 | Analyzers, Laboratory, Immunoassay, Fluorimetric
| Nova Biomedical Corp | StatStrip Glucose | 195006326114 | Analyzers, Point-of-Care, Whole Blood, Glucose
134806 | Nova Biomedical Corp | StatStrip Glucose | 21195042621270 | Analyzers, Point-of-Care, Whole Blood, Glucose
164507 | Nova Biomedical Corp | StatStrip | 195-0617-22272 | Analyzers, Point-of-Care, Whole Blood, Glucose
BL33195 | Nova Biomedical Corp | StatStrip | 195-0316-22180 | Analyzers, Point-of-Care, Whole Blood, Glucose
| Quidel Corp. | Sofia 2 | 29102700 | Analyzers, Laboratory, Immunoassay, Fluorimetric
BS11051 | Instrumentation Laboratory | AVOXimeter 4000 | 41313 | Oximeters/Co-Oximeters, In Vitro
373716 | Abbott Laboratories Diagnostic Div | i-STAT 1 | 373716 | Analyzers, Point-of-Care, Whole Blood, Gas/pH/Electrolyte/Metabolite
| Nova Biomedical Corp | StatStrip Glucose | 195048325216 | Analyzers, Point-of-Care, Whole Blood, Glucose
B42668 | Nova Biomedical Corp | StatStrip Glucose | 21195084920231 | Analyzers, Point-of-Care, Whole Blood, Glucose
| Nova Biomedical Corp | StatStrip Glucose | 195020225114 | Analyzers, Point-of-Care, Whole Blood, Glucose
bs22981 | Quidel Corp. | Sofia | 163310 | Analyzers, Laboratory, Immunoassay, Fluorimetric
| Nova Biomedical Corp | StatStrip Glucose | 195069326002 | Analyzers, Point-of-Care, Whole Blood, Glucose
| Nova Biomedical Corp | StatStrip Glucose | 195114425093 | Analyzers, Point-of-Care, Whole Blood, Glucose
| Nova Biomedical Corp | StatStrip Glucose | 195013125114 | Analyzers, Point-of-Care, Whole Blood, Glucose
| Nova Biomedical Corp | StatStrip Glucose | 195107925093 | Analyzers, Point-of-Care, Whole Blood, Glucose
Bn26589 | Quidel Corp. | Sofia | 00014388 | Analyzers, Laboratory, Immunoassay, Fluorimetric
195043521270 | Nova Biomedical Corp | StatStrip Glucose | 195043521270 | Analyzers, Point-of-Care, Whole Blood, Glucose
195083420231 | Nova Biomedical Corp | StatStrip Glucose | 195083420231 | Analyzers, Point-of-Care, Whole Blood, Glucose
| Roche Diagnostic Systems Inc | CoaguChek XS | up1254133 | Analyzers, Point-of-Care, Whole Blood, Coagulation
| Roche Diagnostic Systems Inc | CoaguChek XS | 0966949 | Analyzers, Point-of-Care, Whole Blood, Coagulation
BN26568 | Quidel Corp. | Sofia | 00022968 | Analyzers, Laboratory, Immunoassay, Fluorimetric
BS32362 | Abbott Laboratories Diagnostic Div | i-STAT 1 Wireless | 315056 | Analyzers, Point-of-Care, Whole Blood, Gas/pH/Electrolyte/Metabolite
330428 | Abbott Laboratories Diagnostic Div | i-STAT 1 | 330428 | Analyzers, Point-of-Care, Whole Blood, Gas/pH/Electrolyte/Metabolite
B13471 | Abbott Laboratories Diagnostic Div | i-STAT 1 Wireless | 21366023 | Analyzers, Point-of-Care, Whole Blood, Gas/pH/Electrolyte/Metabolite
| Nova Biomedical Corp | StatStrip Glucose | 195075926002 | Analyzers, Point-of-Care, Whole Blood, Glucose
| Nova Biomedical Corp | StatStrip Glucose | 195112925093 | Analyzers, Point-of-Care, Whole Blood, Glucose
BS26791 | Nova Biomedical Corp | StatStrip Glucose | 194-0599-17340 | Analyzers, Point-of-Care, Whole Blood, Glucose
| Nova Biomedical Corp | StatStrip Glucose | 195115925093 | Analyzers, Point-of-Care, Whole Blood, Glucose
BS34814 | Nova Biomedical Corp | StatStrip Glucose | 195-0838-20231 | Analyzers, Point-of-Care, Whole Blood, Glucose
| Quidel Corp. | Sofia 2 | 29102637 | Analyzers, Laboratory, Immunoassay, Fluorimetric
BS34598 | Nova Biomedical Corp | StatStrip Glucose | 194-0145-16208 | Analyzers, Point-of-Care, Whole Blood, Glucose
| Roche Diagnostic Systems Inc | CoaguChek XS | 0432137 | Analyzers, Point-of-Care, Whole Blood, Coagulation
BS30847 | Nova Biomedical Corp | StatStrip Glucose | 195-1030-19141 | Analyzers, Point-of-Care, Whole Blood, Glucose
| Quidel Corp. | Sofia 2 | 29102683 | Analyzers, Laboratory, Immunoassay, Fluorimetric
| Alere | Afinion AS100 | AS0035822 | Analyzers, Point-of-Care, Whole Blood, Glycated Hemoglobin
94011516208 | Nova Biomedical Corp | StatStrip Glucose | 194011516208 | Analyzers, Point-of-Care, Whole Blood, Glucose
bs23708 | Alere | Afinion AS100 | AS0041104 | Analyzers, Point-of-Care, Whole Blood, Glycated Hemoglobin
| Quidel Corp. | Sofia 2 | 29102600 | Analyzers, Laboratory, Immunoassay, Fluorimetric
194029316209 | Nova Biomedical Corp | StatStrip Glucose | 194029316209 | Analyzers, Point-of-Care, Whole Blood, Glucose
194017016208 | Nova Biomedical Corp | StatStrip Glucose | 194017016208 | Analyzers, Point-of-Care, Whole Blood, Glucose
| Nova Biomedical Corp | StatStrip Glucose | 195114225093 | Analyzers, Point-of-Care, Whole Blood, Glucose
| Nova Biomedical Corp | StatStrip Glucose | 195065826002 | Analyzers, Point-of-Care, Whole Blood, Glucose
| Siemens Healthcare | CLINITEK Status+ | ST217455 | Analyzers, Laboratory, Urine, Semiautomated
164505 | Nova Biomedical Corp | StatStrip | 195-0579-22272 | Analyzers, Point-of-Care, Whole Blood, Glucose
B13460 | Abbott Laboratories Diagnostic Div | i-STAT 1 Wireless | 21336701 | Analyzers, Point-of-Care, Whole Blood, Gas/pH/Electrolyte/Metabolite
bs33825 | Nova Biomedical Corp | StatStrip Glucose | 195-0362-20111 | Analyzers, Point-of-Care, Whole Blood, Glucose
355460 | Abbott Laboratories Diagnostic Div | i-STAT 1 | 355460 | Analyzers, Point-of-Care, Whole Blood, Gas/pH/Electrolyte/Metabolite
BN30520 | Nova Biomedical Corp | StatStrip Glucose | 194-0105-16209 | Analyzers, Point-of-Care, Whole Blood, Glucose
BS32172 | Nova Biomedical Corp | StatStrip Glucose | 21195067319340 | Analyzers, Point-of-Care, Whole Blood, Glucose
| Nova Biomedical Corp | StatStrip Glucose | 195003924337 | Analyzers, Point-of-Care, Whole Blood, Glucose
195013821103 | Nova Biomedical Corp | StatStrip Glucose | 195013821103 | Analyzers, Point-of-Care, Whole Blood, Glucose
B41566 | Nova Biomedical Corp | StatStrip Glucose | 195-0112-21208 | Analyzers, Point-of-Care, Whole Blood, Glucose
| Quidel Corp. | Sofia | 00039148 | Analyzers, Laboratory, Immunoassay, Fluorimetric
BS29898 | Abbott Laboratories Diagnostic Div | i-STAT 1 Wireless | 21318098 | Analyzers, Point-of-Care, Whole Blood, Gas/pH/Electrolyte/Metabolite
BN30501 | Nova Biomedical Corp | StatStrip Glucose | 194-0042-16209 | Analyzers, Point-of-Care, Whole Blood, Glucose
BN30623 | Nova Biomedical Corp | StatStrip Glucose | 194021516209 | Analyzers, Point-of-Care, Whole Blood, Glucose
| Nova Biomedical Corp | StatStrip Glucose | 21194002925044 | Analyzers, Point-of-Care, Whole Blood, Glucose
B13462 | Abbott Laboratories Diagnostic Div | i-STAT 1 Wireless | 21361481 | Analyzers, Point-of-Care, Whole Blood, Gas/pH/Electrolyte/Metabolite
195042720148 | Nova Biomedical Corp | StatStrip Glucose | 195042720148 | Analyzers, Point-of-Care, Whole Blood, Glucose
| Quidel Corp. | Sofia 2 | 29102646 | Analyzers, Laboratory, Immunoassay, Fluorimetric
| Nova Biomedical Corp | StatStrip Glucose | 195068726090 | Analyzers, Point-of-Care, Whole Blood, Glucose
| Roche Diagnostic Systems Inc | CoaguChek XS | UP0432008 | Analyzers, Point-of-Care, Whole Blood, Coagulation
203539 | Siemens Healthcare | CLINITEK Status+ | 203539 | Analyzers, Laboratory, Urine, Semiautomated
| Nova Biomedical Corp | StatStrip Glucose | 194062925093 | Analyzers, Point-of-Care, Whole Blood, Glucose
166714 | Nova Biomedical Corp | StatStrip | 195-0145-19038 | Analyzers, Point-of-Care, Whole Blood, Glucose
| Nova Biomedical Corp | StatStrip Glucose | 195018825114 | Analyzers, Point-of-Care, Whole Blood, Glucose
BN30627 | Nova Biomedical Corp | StatStrip Glucose | 194-0168-16209 | Analyzers, Point-of-Care, Whole Blood, Glucose
195004321103 | Nova Biomedical Corp | StatStrip Glucose | 195004321103 | Analyzers, Point-of-Care, Whole Blood, Glucose
195057521050 | Nova Biomedical Corp | StatStrip Glucose | 195057521050 | Analyzers, Point-of-Care, Whole Blood, Glucose
| Nova Biomedical Corp | StatStrip Glucose | 195-0417-23067 | Analyzers, Point-of-Care, Whole Blood, Glucose
| Nova Biomedical Corp | StatStrip Glucose | 195176825176 | Analyzers, Point-of-Care, Whole Blood, Glucose
bs24158 | Alere | Afinion AS100 | AS0041487 | Analyzers, Point-of-Care, Whole Blood, Glycated Hemoglobin
195012022010 | Nova Biomedical Corp | StatStrip Glucose | 195012022010 | Analyzers, Point-of-Care, Whole Blood, Glucose
BN28212 | Alere | Afinion AS100 | AS0041573 | Analyzers, Point-of-Care, Whole Blood, Glycated Hemoglobin
B16348 | Abbott Laboratories Diagnostic Div | ID NOW | 7342E81C | Analyzers, Laboratory, Molecular Assay, Infectious Microorganism
BN26529 | Alere | Afinion AS100 | AS0053805 | Analyzers, Point-of-Care, Whole Blood, Glycated Hemoglobin
194014216208 | Nova Biomedical Corp | StatStrip Glucose | 194014216208 | Analyzers, Point-of-Care, Whole Blood, Glucose
195048921270 | Nova Biomedical Corp | StatStrip Glucose | 195048921270 | Analyzers, Point-of-Care, Whole Blood, Glucose
195008919002 | Nova Biomedical Corp | StatStrip Glucose | 195008919002 | Analyzers, Point-of-Care, Whole Blood, Glucose
194051217340 | Nova Biomedical Corp | StatStrip Glucose | 194051217340 | Analyzers, Point-of-Care, Whole Blood, Glucose
| Nova Biomedical Corp | StatStrip Glucose | 195-0668-23152 | Analyzers, Point-of-Care, Whole Blood, Glucose
| Quidel Corp. | Sofia | 00038429 | Analyzers, Laboratory, Immunoassay, Fluorimetric
195011422010 | Nova Biomedical Corp | StatStrip Glucose | 195011422010 | Analyzers, Point-of-Care, Whole Blood, Glucose
BS32420 | Nova Biomedical Corp | StatStrip Glucose | 195-0012-20036 | Analyzers, Point-of-Care, Whole Blood, Glucose
338748 | Abbott Laboratories Diagnostic Div | i-STAT 1 | 338748 | Analyzers, Point-of-Care, Whole Blood, Gas/pH/Electrolyte/Metabolite
| Nova Biomedical Corp | StatStrip Glucose | 195083126002 | Analyzers, Point-of-Care, Whole Blood, Glucose
| Abbott Laboratories Diagnostic Div | Afinion 2 | AF20055047 | Analyzers, Point-of-Care, Whole Blood, Glycated Hemoglobin
| Nova Biomedical Corp | StatStrip Glucose | 195040124269 | Analyzers, Point-of-Care, Whole Blood, Glucose
BS32422 | Nova Biomedical Corp | StatStrip | 194-0228-16209 | Analyzers, Point-of-Care, Whole Blood, Glucose
BS33988 | Nova Biomedical Corp | StatStrip Glucose | 195-0427-20148 | Analyzers, Point-of-Care, Whole Blood, Glucose
BS22993 | Quidel Corp. | Sofia | 00014538 | Analyzers, Laboratory, Immunoassay, Fluorimetric
bs22972 | Quidel Corp. | Sofia 2 | 00014512 | Analyzers, Laboratory, Immunoassay, Fluorimetric
| Roche Diagnostic Systems Inc | CoaguChek XS | UP02178065 | Analyzers, Point-of-Care, Whole Blood, Coagulation
| Abbott Laboratories Diagnostic Div | Afinion 2 | AF20081715 | Analyzers, Point-of-Care, Whole Blood, Glycated Hemoglobin
| Nova Biomedical Corp | StatStrip Glucose | 195001626114 | Analyzers, Point-of-Care, Whole Blood, Glucose
B15253 | Quidel Corp. | Sofia | 00038033 | Analyzers, Laboratory, Immunoassay, Fluorimetric
| Nova Biomedical Corp | StatStrip Glucose | 195131425296 | Analyzers, Point-of-Care, Whole Blood, Glucose
188768 | Nova Biomedical Corp | StatStrip Glucose | 21195008822010 | Analyzers, Point-of-Care, Whole Blood, Glucose
B16494 | Abbott Laboratories Diagnostic Div | ID NOW | 4C02E81C | Analyzers, Laboratory, Molecular Assay, Infectious Microorganism
BN26591 | Quidel Corp. | Sofia | 00014542 | Analyzers, Laboratory, Immunoassay, Fluorimetric
164552 | Nova Biomedical Corp | StatStrip Docking Station | 53010622322 | Dock/Battery Chargers
| Nova Biomedical Corp | StatStrip Glucose | 195035524284 | Analyzers, Point-of-Care, Whole Blood, Glucose
| Nova Biomedical Corp | StatStrip Glucose | 195-0717-23152 | Analyzers, Point-of-Care, Whole Blood, Glucose
Bs31134 | Nova Biomedical Corp | StatStrip Glucose | 194-1451-18220 | Analyzers, Point-of-Care, Whole Blood, Glucose
| Nova Biomedical Corp | StatStrip Glucose | 195095726002 | Analyzers, Point-of-Care, Whole Blood, Glucose
| Nova Biomedical Corp | StatStrip Glucose | 195121525296 | Analyzers, Point-of-Care, Whole Blood, Glucose
194007616209 | Nova Biomedical Corp | StatStrip | 194007616209 | Analyzers, Point-of-Care, Whole Blood, Glucose
| Nova Biomedical Corp | StatStrip Glucose | 195027124284 | Analyzers, Point-of-Care, Whole Blood, Glucose
B16080 | Nova Biomedical Corp | StatStrip Glucose | 21195004921103 | Analyzers, Point-of-Care, Whole Blood, Glucose
| Nova Biomedical Corp | StatStrip Glucose | 195121625296 | Analyzers, Point-of-Care, Whole Blood, Glucose
B16077 | Nova Biomedical Corp | StatStrip Glucose | 195-0043-21103 | Analyzers, Point-of-Care, Whole Blood, Glucose
| Nova Biomedical Corp | StatStrip Glucose | 195126325296 | Analyzers, Point-of-Care, Whole Blood, Glucose
315602 | Abbott Laboratories Diagnostic Div | i-STAT 1 | 315602 | Analyzers, Point-of-Care, Whole Blood, Gas/pH/Electrolyte/Metabolite
195044921270 | Nova Biomedical Corp | StatStrip Glucose | 195044921270 | Analyzers, Point-of-Care, Whole Blood, Glucose
B27413 | Abbott Laboratories Diagnostic Div | i-STAT 1 Wireless | 21373716 | Analyzers, Point-of-Care, Whole Blood, Gas/pH/Electrolyte/Metabolite
195102619141 | Nova Biomedical Corp | StatStrip | 195102619141 | Analyzers, Point-of-Care, Whole Blood, Glucose
| Nova Biomedical Corp | StatStrip Glucose | 195-0131-23265 | Analyzers, Point-of-Care, Whole Blood, Glucose
195038121270 | Nova Biomedical Corp | StatStrip Glucose | 195038121270 | Analyzers, Point-of-Care, Whole Blood, Glucose
| Nova Biomedical Corp | StatStrip Glucose | 195111725093 | Analyzers, Point-of-Care, Whole Blood, Glucose
| Abbott Laboratories Diagnostic Div | Afinion 2 | AF20045595 | Analyzers, Point-of-Care, Whole Blood, Glycated Hemoglobin
194104622004 | Nova Biomedical Corp | StatStrip Glucose | 194104622004 | Analyzers, Point-of-Care, Whole Blood, Glucose
| Nova Biomedical Corp | StatStrip Glucose | 195175824250 | Analyzers, Point-of-Care, Whole Blood, Glucose
bs22974 | Quidel Corp. | Sofia | 00014477 | Analyzers, Laboratory, Immunoassay, Fluorimetric
| Nova Biomedical Corp | StatStrip Glucose | 195074326090 | Analyzers, Point-of-Care, Whole Blood, Glucose
BN28723 | Quidel Corp. | Sofia | 00019013 | Analyzers, Laboratory, Immunoassay, Fluorimetric
| Nova Biomedical Corp | StatStrip Glucose | 195007224020 | Analyzers, Point-of-Care, Whole Blood, Glucose
195042421270 | Nova Biomedical Corp | StatStrip Glucose | 195042421270 | Analyzers, Point-of-Care, Whole Blood, Glucose
BS26789 | Nova Biomedical Corp | StatStrip Glucose | 194-0512-17340 | Analyzers, Point-of-Care, Whole Blood, Glucose
194013316208 | Nova Biomedical Corp | StatStrip | 194013316208 | Analyzers, Point-of-Care, Whole Blood, Glucose
B41558 | Nova Biomedical Corp | StatStrip Glucose | 195-0131-21208 | Analyzers, Point-of-Care, Whole Blood, Glucose
191740 | Alere | Afinion AS100 | AS0050787 | Analyzers, Point-of-Care, Whole Blood, Glycated Hemoglobin
| Nova Biomedical Corp | StatStrip Glucose | 195168025176 | Analyzers, Point-of-Care, Whole Blood, Glucose
BS30563 | Nova Biomedical Corp | StatStrip Glucose | 195-0033-19002 | Analyzers, Point-of-Care, Whole Blood, Glucose
bn30214 | Nova Biomedical Corp | StatStrip Glucose | 194-0219-19044 | Analyzers, Point-of-Care, Whole Blood, Glucose
194022816209 | Nova Biomedical Corp | StatStrip Glucose | 194022816209 | Analyzers, Point-of-Care, Whole Blood, Glucose
B12843 | Instrumentation Laboratory | AVOXimeter 4000 | 50464 | Oximeters/Co-Oximeters, In Vitro
| Nova Biomedical Corp | StatStrip Glucose | 195033624284 | Analyzers, Point-of-Care, Whole Blood, Glucose
BS36005 | Nova Biomedical Corp | StatStrip Glucose | 195-0239-20349 | Analyzers, Point-of-Care, Whole Blood, Glucose
B16786 | Nova Biomedical Corp | StatStrip Docking Station | 53-0527-22153 | Dock/Battery Chargers
| Nova Biomedical Corp | StatStrip Glucose | 195-0453-23067 | Analyzers, Point-of-Care, Whole Blood, Glucose
| Abbott Laboratories Diagnostic Div | Afinion 2 | AF20050617 | Analyzers, Point-of-Care, Whole Blood, Glycated Hemoglobin
BN30514 | Nova Biomedical Corp | StatStrip Glucose | 194-0043-16209 | Analyzers, Point-of-Care, Whole Blood, Glucose
BS18889 | Quidel Corp. | Sofia | 00014516 | Analyzers, Laboratory, Immunoassay, Fluorimetric
| Nova Biomedical Corp | StatStrip Glucose | 21194010525044 | Analyzers, Point-of-Care, Whole Blood, Glucose
BN30592 | Nova Biomedical Corp | StatStrip Glucose | 194-0131-16208 | Analyzers, Point-of-Care, Whole Blood, Glucose
189436 | Nova Biomedical Corp | StatStrip Glucose | 195-1233-22097 | Analyzers, Point-of-Care, Whole Blood, Glucose
357943 | Abbott Laboratories Diagnostic Div | i-STAT 1 | 357943 | Analyzers, Point-of-Care, Whole Blood, Gas/pH/Electrolyte/Metabolite
| Nova Biomedical Corp | StatStrip Glucose | 195-0687-23152 | Analyzers, Point-of-Care, Whole Blood, Glucose
| Abbott Laboratories Diagnostic Div | Afinion 2 | AF20051180 | Analyzers, Point-of-Care, Whole Blood, Glycated Hemoglobin
| Nova Biomedical Corp | StatStrip Glucose | 195094726002 | Analyzers, Point-of-Care, Whole Blood, Glucose
189429 | Nova Biomedical Corp | StatStrip Glucose | 195-1256-22097 | Analyzers, Point-of-Care, Whole Blood, Glucose
22820 | Quidel Corp. | Sofia | 22820 | Analyzers, Laboratory, Immunoassay, Fluorimetric
| Nova Biomedical Corp | StatStrip Glucose | 195068324025 | Analyzers, Point-of-Care, Whole Blood, Glucose
| Nova Biomedical Corp | StatStrip Glucose | 195006026114 | Analyzers, Point-of-Care, Whole Blood, Glucose
| Nova Biomedical Corp | StatStrip Glucose | 195115125093 | Analyzers, Point-of-Care, Whole Blood, Glucose
B16625 | Nova Biomedical Corp | StatStrip Glucose | 194-1105-22004 | Analyzers, Point-of-Care, Whole Blood, Glucose
bn26577 | Quidel Corp. | Sofia | 00023048 | Analyzers, Laboratory, Immunoassay, Fluorimetric
192564 | Nova Biomedical Corp | StatStrip Glucose | 21195057221050 | Analyzers, Point-of-Care, Whole Blood, Glucose
BN26042 | Abbott Laboratories Hospital Products Div | i-STAT Printer | 1401054 | Printers
BN26599 | Quidel Corp. | Sofia | 00014435 | Analyzers, Laboratory, Immunoassay, Fluorimetric
BS26790 | Nova Biomedical Corp | StatStrip Glucose | 194-0587-17340 | Analyzers, Point-of-Care, Whole Blood, Glucose
| Nova Biomedical Corp | StatStrip Glucose | 195025825188 | Analyzers, Point-of-Care, Whole Blood, Glucose
| Nova Biomedical Corp | StatStrip Glucose | 195095226002 | Analyzers, Point-of-Care, Whole Blood, Glucose
194014816209 | Nova Biomedical Corp | StatStrip Glucose | 194014816209 | Analyzers, Point-of-Care, Whole Blood, Glucose
189584 | Nova Biomedical Corp | StatStrip Glucose | 21195006921103 | Analyzers, Point-of-Care, Whole Blood, Glucose
bn26575 | Quidel Corp. | Sofia | 22946 | Analyzers, Laboratory, Immunoassay, Fluorimetric
164553 | Nova Biomedical Corp | StatStrip Docking Station | 53009622322 | Dock/Battery Chargers
361481 | Abbott Laboratories Diagnostic Div | i-STAT 1 | 361481 | Analyzers, Point-of-Care, Whole Blood, Gas/pH/Electrolyte/Metabolite
13542 | ITC Medical / Hemochron | Hemochron Signature Elite | 13542 | Analyzers, Point-of-Care, Whole Blood, Coagulation
B42442 | Nova Biomedical Corp | StatStrip Glucose | 21194005516209 | Analyzers, Point-of-Care, Whole Blood, Glucose
B16351 | Abbott Laboratories Diagnostic Div | ID NOW | B2DADC1C | Analyzers, Laboratory, Molecular Assay, Infectious Microorganism
195004220036 | Nova Biomedical Corp | StatStrip Glucose | 195004220036 | Analyzers, Point-of-Care, Whole Blood, Glucose
| Nova Biomedical Corp | StatStrip Glucose | 195077524025 | Analyzers, Point-of-Care, Whole Blood, Glucose
| Nova Biomedical Corp | StatStrip Glucose | 195085326112 | Analyzers, Point-of-Care, Whole Blood, Glucose
| Nova Biomedical Corp | StatStrip Glucose | 195028425188 | Analyzers, Point-of-Care, Whole Blood, Glucose
195006322010 | Nova Biomedical Corp | StatStrip Glucose | 195006322010 | Analyzers, Point-of-Care, Whole Blood, Glucose
B38036 | Nova Biomedical Corp | StatStrip Docking Station | 2153034620176 | Dock/Battery Chargers
367811 | Abbott Laboratories Diagnostic Div | i-STAT 1 | 367811 | Analyzers, Point-of-Care, Whole Blood, Gas/pH/Electrolyte/Metabolite
BS34806 | Nova Biomedical Corp | StatStrip Glucose | 195-0835-20231 | Analyzers, Point-of-Care, Whole Blood, Glucose
| Abbott Laboratories Diagnostic Div | Afinion 2 | AF20081387 | Analyzers, Point-of-Care, Whole Blood, Glycated Hemoglobin
B16358 | Nova Biomedical Corp | StatStrip Glucose | 195-0099-22010 | Analyzers, Point-of-Care, Whole Blood, Glucose
| Quidel Corp. | Sofia | 0038565 | Analyzers, Laboratory, Immunoassay, Fluorimetric
bs22980 | Quidel Corp. | Sofia | 00014385 | Analyzers, Laboratory, Immunoassay, Fluorimetric
| Nova Biomedical Corp | StatStrip Glucose | 195124225296 | Analyzers, Point-of-Care, Whole Blood, Glucose
B13468 | Abbott Laboratories Diagnostic Div | i-STAT 1 Wireless | 21367811 | Analyzers, Point-of-Care, Whole Blood, Gas/pH/Electrolyte/Metabolite
194046621006 | Nova Biomedical Corp | StatStrip Glucose | 194046621006 | Analyzers, Point-of-Care, Whole Blood, Glucose
189421 | Nova Biomedical Corp | StatStrip Glucose | 195-1251-22097 | Analyzers, Point-of-Care, Whole Blood, Glucose
BS34666 | Quidel Corp. | Sofia | 36620 | Analyzers, Laboratory, Immunoassay, Fluorimetric
194058620041 | Nova Biomedical Corp | StatStrip Glucose | 194058620041 | Analyzers, Point-of-Care, Whole Blood, Glucose
| Nova Biomedical Corp | StatStrip Glucose | 195019725114 | Analyzers, Point-of-Care, Whole Blood, Glucose
| Nova Biomedical Corp | StatStrip Glucose | 194086124047 | Analyzers, Point-of-Care, Whole Blood, Glucose
194004316209 | Nova Biomedical Corp | StatStrip | 194004316209 | Analyzers, Point-of-Care, Whole Blood, Glucose
| Nova Biomedical Corp | StatStrip Glucose | 195066726002 | Analyzers, Point-of-Care, Whole Blood, Glucose
B42623 | Abbott Laboratories Diagnostic Div | i-STAT 1 Wireless | 21336866 | Analyzers, Point-of-Care, Whole Blood, Gas/pH/Electrolyte/Metabolite
| Nova Biomedical Corp | StatStrip Glucose | 195037424269 | Analyzers, Point-of-Care, Whole Blood, Glucose
| Abbott Laboratories Diagnostic Div | Afinion 2 | AF20081221 | Analyzers, Point-of-Care, Whole Blood, Glycated Hemoglobin
| Nova Biomedical Corp | StatStrip Glucose | 195-0780-23152 | Analyzers, Point-of-Care, Whole Blood, Glucose
BS36007 | Nova Biomedical Corp | StatStrip Glucose | 195-0252-20349 | Analyzers, Point-of-Care, Whole Blood, Glucose
194060917340 | Nova Biomedical Corp | StatStrip Glucose | 194060917340 | Analyzers, Point-of-Care, Whole Blood, Glucose
B16352 | Abbott Laboratories Diagnostic Div | ID NOW | F1C3DC1C | Analyzers, Laboratory, Molecular Assay, Infectious Microorganism
bn26585 | Quidel Corp. | Sofia | 00014345 | Analyzers, Laboratory, Immunoassay, Fluorimetric
| Nova Biomedical Corp | StatStrip Glucose | 195073626090 | Analyzers, Point-of-Care, Whole Blood, Glucose
314883 | Abbott Laboratories Diagnostic Div | i-STAT 1 | 314883 | Analyzers, Point-of-Care, Whole Blood, Gas/pH/Electrolyte/Metabolite
BS33184 | Nova Biomedical Corp | StatStrip Glucose | 194-0867-20013 | Analyzers, Point-of-Care, Whole Blood, Glucose
194015116209 | Nova Biomedical Corp | StatStrip | 194015116209 | Analyzers, Point-of-Care, Whole Blood, Glucose
BN28213 | Alere | Afinion AS100 | AS0041107 | Analyzers, Point-of-Care, Whole Blood, Glycated Hemoglobin
BN30586 | Nova Biomedical Corp | StatStrip Glucose | 194-0112-16209 | Analyzers, Point-of-Care, Whole Blood, Glucose
195048221270 | Nova Biomedical Corp | StatStrip Glucose | 195048221270 | Analyzers, Point-of-Care, Whole Blood, Glucose
| Nova Biomedical Corp | StatStrip Glucose | 195156124114 | Analyzers, Point-of-Care, Whole Blood, Glucose
BS-31087 | Alere | Afinion AS100 | AS0041096 | Analyzers, Point-of-Care, Whole Blood, Glycated Hemoglobin
| Nova Biomedical Corp | StatStrip Glucose | 195085325127 | Analyzers, Point-of-Care, Whole Blood, Glucose
194005516209 | Nova Biomedical Corp | StatStrip Glucose | 194005516209 | Analyzers, Point-of-Care, Whole Blood, Glucose
Bn30550 | Nova Biomedical Corp | StatStrip Glucose | 194-0135-16208 | Analyzers, Point-of-Care, Whole Blood, Glucose
Bn27653 | Roche Diagnostic Systems Inc | CoaguChek XS | 04354864 | Analyzers, Point-of-Care, Whole Blood, Coagulation
| Alere | Afinion AS100 | AS0041493 | Analyzers, Point-of-Care, Whole Blood, Glycated Hemoglobin
| Abbott Laboratories Diagnostic Div | Afinion 2 | AF20087385 | Analyzers, Point-of-Care, Whole Blood, Glycated Hemoglobin
| Abbott Laboratories Diagnostic Div | Afinion 2 | AF20081422 | Analyzers, Point-of-Care, Whole Blood, Glycated Hemoglobin
B24725 | Nova Biomedical Corp | StatStrip Glucose | 194-0151-16209 | Analyzers, Point-of-Care, Whole Blood, Glucose
B13474 | Abbott Laboratories Diagnostic Div | i-STAT 1 Wireless | 21370178 | Analyzers, Point-of-Care, Whole Blood, Gas/pH/Electrolyte/Metabolite
BS30790 | Nova Biomedical Corp | StatStrip Glucose | 195-1091-19141 | Analyzers, Point-of-Care, Whole Blood, Glucose
169140 | Nova Biomedical Corp | StatStrip Glucose | 195134722097 | Analyzers, Point-of-Care, Whole Blood, Glucose
| Nova Biomedical Corp | StatStrip Glucose | 195112625093 | Analyzers, Point-of-Care, Whole Blood, Glucose
BN30563 | Nova Biomedical Corp | StatStrip | 194-0054-16209 | Analyzers, Point-of-Care, Whole Blood, Glucose
| Abbott Laboratories Diagnostic Div | Afinion 2 | AF20081314 | Analyzers, Point-of-Care, Whole Blood, Glycated Hemoglobin
| Nova Biomedical Corp | StatStrip Glucose | 195068426002 | Analyzers, Point-of-Care, Whole Blood, Glucose
Bs34654 | Nova Biomedical Corp | StatStrip Glucose | 21194056420041 | Analyzers, Point-of-Care, Whole Blood, Glucose
| Nova Biomedical Corp | StatStrip Glucose | 195127225296 | Analyzers, Point-of-Care, Whole Blood, Glucose
BS35665 | Nova Biomedical Corp | StatStrip Glucose | 194-0490-21006 | Analyzers, Point-of-Care, Whole Blood, Glucose
195009922010 | Nova Biomedical Corp | StatStrip Glucose | 195009922010 | Analyzers, Point-of-Care, Whole Blood, Glucose
Bn30609 | Nova Biomedical Corp | StatStrip Glucose | 21194021216209 | Analyzers, Point-of-Care, Whole Blood, Glucose
| Nova Biomedical Corp | StatStrip Glucose | 195037624269 | Analyzers, Point-of-Care, Whole Blood, Glucose
BS29908 | Nova Biomedical Corp | StatStrip | 194-0514-19162 | Analyzers, Point-of-Care, Whole Blood, Glucose
196504 | Nova Biomedical Corp | StatStrip Glucose | 21195087619231 | Analyzers, Point-of-Care, Whole Blood, Glucose
161107 | Nova Biomedical Corp | StatStrip Glucose | 195-0972-19231 | Analyzers, Point-of-Care, Whole Blood, Glucose
| Nova Biomedical Corp | StatStrip Glucose | 195006626114 | Analyzers, Point-of-Care, Whole Blood, Glucose
Bs22982 | Quidel Corp. | Sofia | 00014480 | Analyzers, Laboratory, Immunoassay, Fluorimetric
195012222010 | Nova Biomedical Corp | StatStrip Glucose | 195012222010 | Analyzers, Point-of-Care, Whole Blood, Glucose
195004421208 | Nova Biomedical Corp | StatStrip Glucose | 195004421208 | Analyzers, Point-of-Care, Whole Blood, Glucose
B16404 | Nova Biomedical Corp | StatStrip Glucose | 195-0483-21270 | Analyzers, Point-of-Care, Whole Blood, Glucose
| Nova Biomedical Corp | StatStrip Glucose | 21194000925044 | Analyzers, Point-of-Care, Whole Blood, Glucose
BS22020 | HemoCue Inc | Hb 201+ | 0603012235 | Analyzers, Point-of-Care, Whole Blood, Hematology
Bn30553 | Nova Biomedical Corp | StatStrip Glucose | 194-0257-16209 | Analyzers, Point-of-Care, Whole Blood, Glucose
194099211006 | Nova Biomedical Corp | StatStrip Glucose | 194049921006 | Analyzers, Point-of-Care, Whole Blood, Glucose
bn26581 | Quidel Corp. | Sofia | 00014484 | Analyzers, Laboratory, Immunoassay, Fluorimetric
194011916209 | Nova Biomedical Corp | StatStrip | 194011916209 | Analyzers, Point-of-Care, Whole Blood, Glucose
bs22978 | Quidel Corp. | Sofia 2 | 00014339 | Analyzers, Laboratory, Immunoassay, Fluorimetric
| Nova Biomedical Corp | StatStrip Glucose | 195188324250 | Analyzers, Point-of-Care, Whole Blood, Glucose
BN30579 | Nova Biomedical Corp | StatStrip Glucose | 194-0079-16209 | Analyzers, Point-of-Care, Whole Blood, Glucose
184977 | Nova Biomedical Corp | StatStrip Glucose | 194-0006-21029 | Analyzers, Point-of-Care, Whole Blood, Glucose
Bn30602 | Nova Biomedical Corp | StatStrip Glucose | 21194016616209 | Analyzers, Point-of-Care, Whole Blood, Glucose
| Nova Biomedical Corp | StatStrip Glucose | 195004626114 | Analyzers, Point-of-Care, Whole Blood, Glucose
164550 | Nova Biomedical Corp | StatStrip | 195-0099-22319 | Analyzers, Point-of-Care, Whole Blood, Glucose
| Nova Biomedical Corp | StatStrip Glucose | 195023625188 | Analyzers, Point-of-Care, Whole Blood, Glucose
195003820036 | Nova Biomedical Corp | StatStrip Glucose | 195003820036 | Analyzers, Point-of-Care, Whole Blood, Glucose
| Nova Biomedical Corp | StatStrip Glucose | 195115825093 | Analyzers, Point-of-Care, Whole Blood, Glucose
| Nova Biomedical Corp | StatStrip Glucose | 195029225188 | Analyzers, Point-of-Care, Whole Blood, Glucose
| Nova Biomedical Corp | StatStrip Glucose | 195078325127 | Analyzers, Point-of-Care, Whole Blood, Glucose
| THERMO FISHER SCIENTIFIC | Basic Microbiological Incubator | 43184670 | Incubators, Laboratory, Aerobic
194007016208 | Nova Biomedical Corp | StatStrip Glucose | 194007016208 | Analyzers, Point-of-Care, Whole Blood, Glucose
BN26597 | Quidel Corp. | Sofia 2 | 00014396 | Analyzers, Laboratory, Immunoassay, Fluorimetric
| Nova Biomedical Corp | StatStrip Glucose | 195045024284 | Analyzers, Point-of-Care, Whole Blood, Glucose
| Nova Biomedical Corp | StatStrip Glucose | 195003626114 | Analyzers, Point-of-Care, Whole Blood, Glucose
Bn26595 | Quidel Corp. | Sofia | 00014422 | Analyzers, Laboratory, Immunoassay, Fluorimetric
B13469 | Abbott Laboratories Diagnostic Div | i-STAT 1 Wireless | 21360587 | Analyzers, Point-of-Care, Whole Blood, Gas/pH/Electrolyte/Metabolite
B16626 | Nova Biomedical Corp | StatStrip Glucose | 194-0766-22024 | Analyzers, Point-of-Care, Whole Blood, Glucose
| Roche Diagnostic Systems Inc | CoaguChek XS | UP02132562 | Analyzers, Point-of-Care, Whole Blood, Coagulation
| Nova Biomedical Corp | StatStrip Glucose | 195081826090 | Analyzers, Point-of-Care, Whole Blood, Glucose
| Nova Biomedical Corp | StatStrip Glucose | 194135423348 | Analyzers, Point-of-Care, Whole Blood, Glucose
164544 | Nova Biomedical Corp | StatStrip | 195-0082-22319 | Analyzers, Point-of-Care, Whole Blood, Glucose
| Nova Biomedical Corp | StatStrip Glucose | 195116125093 | Analyzers, Point-of-Care, Whole Blood, Glucose
166658 | Nova Biomedical Corp | StatStrip Glucose | 195-0068-21103 | Analyzers, Point-of-Care, Whole Blood, Glucose
BL33187 | Nova Biomedical Corp | StatStrip | 195-0329-22180 | Analyzers, Point-of-Care, Whole Blood, Glucose
B41549 | Nova Biomedical Corp | StatStrip Glucose | 195-0078-21208 | Analyzers, Point-of-Care, Whole Blood, Glucose
| Nova Biomedical Corp | StatStrip Glucose | 123456789 | Analyzers, Point-of-Care, Whole Blood, Glucose
| Nova Biomedical Corp | StatStrip Glucose | 195157824114 | Analyzers, Point-of-Care, Whole Blood, Glucose
| Quidel Corp. | Sofia 2 | 25022293 | Analyzers, Laboratory, Immunoassay, Fluorimetric
B16349 | Abbott Laboratories Diagnostic Div | ID NOW | B344E61C | Analyzers, Laboratory, Molecular Assay, Infectious Microorganism
B36851 | Nova Biomedical Corp | StatStrip Glucose | 21194023216209 | Analyzers, Point-of-Care, Whole Blood, Glucose
| Nova Biomedical Corp | StatStrip Glucose | 195-0213-23265 | Analyzers, Point-of-Care, Whole Blood, Glucose
194014116209 | Nova Biomedical Corp | StatStrip Glucose | 194014116209 | Analyzers, Point-of-Care, Whole Blood, Glucose
195034821270 | Nova Biomedical Corp | StatStrip Glucose | 195034821270 | Analyzers, Point-of-Care, Whole Blood, Glucose
B24456 | Alere | Afinion AS100 | 8s0041090 | Analyzers, Point-of-Care, Whole Blood, Glycated Hemoglobin
| Nova Biomedical Corp | StatStrip Glucose | 195-0774-24025 | Analyzers, Point-of-Care, Whole Blood, Glucose
| Nova Biomedical Corp | StatStrip Glucose | 195-0776-23152 | Analyzers, Point-of-Care, Whole Blood, Glucose
| Nova Biomedical Corp | StatStrip Glucose | 195070226090 | Analyzers, Point-of-Care, Whole Blood, Glucose
B16399 | Nova Biomedical Corp | StatStrip Glucose | 195-0478-21270 | Analyzers, Point-of-Care, Whole Blood, Glucose
189427 | Nova Biomedical Corp | StatStrip Glucose | 195-1244-22097 | Analyzers, Point-of-Care, Whole Blood, Glucose
194058717340 | Nova Biomedical Corp | StatStrip Glucose | 194058717340 | Analyzers, Point-of-Care, Whole Blood, Glucose
| Nova Biomedical Corp | StatStrip Glucose | 195075424179 | Analyzers, Point-of-Care, Whole Blood, Glucose
BN26596 | Quidel Corp. | Sofia | 00014450 | Analyzers, Laboratory, Immunoassay, Fluorimetric
| Nova Biomedical Corp | StatStrip Glucose | 195-0674-23152 | Analyzers, Point-of-Care, Whole Blood, Glucose
Bn30557 | Nova Biomedical Corp | StatStrip Glucose | 194-01119-16209 | Analyzers, Point-of-Care, Whole Blood, Glucose
| Nova Biomedical Corp | StatStrip Glucose | 195095325232 | Analyzers, Point-of-Care, Whole Blood, Glucose
194059917340 | Nova Biomedical Corp | StatStrip Glucose | 194-0599-17340 | Analyzers, Point-of-Care, Whole Blood, Glucose
194013916208 | Nova Biomedical Corp | StatStrip | 194013916208 | Analyzers, Point-of-Care, Whole Blood, Glucose
| Nova Biomedical Corp | StatStrip Glucose | 195097625232 | Analyzers, Point-of-Care, Whole Blood, Glucose
B13416 | Alere | Afinion AS100 | 41102 | Analyzers, Point-of-Care, Whole Blood, Glycated Hemoglobin
| Roche Diagnostic Systems Inc | CoaguChek XS | UP01428927 | Analyzers, Point-of-Care, Whole Blood, Coagulation
| Nova Biomedical Corp | StatStrip Glucose | 195173525176 | Analyzers, Point-of-Care, Whole Blood, Glucose
195037621270 | Nova Biomedical Corp | StatStrip Glucose | 195037621270 | Analyzers, Point-of-Care, Whole Blood, Glucose
195079920231 | Nova Biomedical Corp | StatStrip | 195079920231 | Analyzers, Point-of-Care, Whole Blood, Glucose
bs18844 | Quidel Corp. | Sofia | 14522 | Analyzers, Laboratory, Immunoassay, Fluorimetric
194019316209 | Nova Biomedical Corp | StatStrip | 194019316209 | Analyzers, Point-of-Care, Whole Blood, Glucose
| Nova Biomedical Corp | StatStrip Glucose | 195177025176 | Analyzers, Point-of-Care, Whole Blood, Glucose
| Nova Biomedical Corp | StatStrip Glucose | 195-0056-23041 | Analyzers, Point-of-Care, Whole Blood, Glucose
164543 | Nova Biomedical Corp | StatStrip | 195-0083-22319 | Analyzers, Point-of-Care, Whole Blood, Glucose
| Nova Biomedical Corp | StatStrip Glucose | 195-0658-23152 | Analyzers, Point-of-Care, Whole Blood, Glucose
| Nova Biomedical Corp | StatStrip Glucose | 195124125296 | Analyzers, Point-of-Care, Whole Blood, Glucose
189425 | Nova Biomedical Corp | StatStrip Glucose | 195-1236-22097 | Analyzers, Point-of-Care, Whole Blood, Glucose
189431 | Nova Biomedical Corp | StatStrip Glucose | 195-1310-22097 | Analyzers, Point-of-Care, Whole Blood, Glucose
194013116209 | Nova Biomedical Corp | StatStrip | 194013116209 | Analyzers, Point-of-Care, Whole Blood, Glucose
B13480 | Abbott Laboratories Diagnostic Div | i-STAT 1 Wireless | 21372394 | Analyzers, Point-of-Care, Whole Blood, Gas/pH/Electrolyte/Metabolite
B18122 | Abbott Laboratories Diagnostic Div | i-STAT 1 Wireless | 21330428 | Analyzers, Point-of-Care, Whole Blood, Gas/pH/Electrolyte/Metabolite
194059919308 | Nova Biomedical Corp | StatStrip | 194059919308 | Analyzers, Point-of-Care, Whole Blood, Glucose
358921 | Abbott Laboratories Diagnostic Div | i-STAT 1 | 358921 | Analyzers, Point-of-Care, Whole Blood, Gas/pH/Electrolyte/Metabolite
| Nova Biomedical Corp | StatStrip Glucose | 195-0420-23067 | Analyzers, Point-of-Care, Whole Blood, Glucose
| Quidel Corp. | Sofia | 00014430 | Analyzers, Laboratory, Immunoassay, Fluorimetric
| Nova Biomedical Corp | StatStrip Glucose | 195022424284 | Analyzers, Point-of-Care, Whole Blood, Glucose
| Nova Biomedical Corp | StatStrip Glucose | 195126925296 | Analyzers, Point-of-Care, Whole Blood, Glucose
| Nova Biomedical Corp | StatStrip Glucose | 195021325114 | Analyzers, Point-of-Care, Whole Blood, Glucose
BN26563 | Quidel Corp. | Sofia | 00022945 | Analyzers, Laboratory, Immunoassay, Fluorimetric
| Nova Biomedical Corp | StatStrip Glucose | 195002024337 | Analyzers, Point-of-Care, Whole Blood, Glucose
194023216208 | Nova Biomedical Corp | StatStrip Glucose | 194023216208 | Analyzers, Point-of-Care, Whole Blood, Glucose
BN30602 | Nova Biomedical Corp | StatStrip Glucose | 194-0166-16209 | Analyzers, Point-of-Care, Whole Blood, Glucose
| Nova Biomedical Corp | StatStrip Glucose | 195121025296 | Analyzers, Point-of-Care, Whole Blood, Glucose
B41559 | Nova Biomedical Corp | StatStrip Glucose | 21195012121208 | Analyzers, Point-of-Care, Whole Blood, Glucose
194110522004 | Nova Biomedical Corp | StatStrip Glucose | 194110522004 | Analyzers, Point-of-Care, Whole Blood, Glucose
BN30615 | Nova Biomedical Corp | StatStrip Glucose | 194-0139-16208 | Analyzers, Point-of-Care, Whole Blood, Glucose
195004121208 | Nova Biomedical Corp | StatStrip Glucose | 195004121208 | Analyzers, Point-of-Care, Whole Blood, Glucose
195056421050 | Nova Biomedical Corp | StatStrip | 195056421050 | Analyzers, Point-of-Care, Whole Blood, Glucose
| Quidel Corp. | Sofia 2 | 29102668 | Analyzers, Laboratory, Immunoassay, Fluorimetric
| Nova Biomedical Corp | StatStrip Glucose | 195126525296 | Analyzers, Point-of-Care, Whole Blood, Glucose
B41560 | Nova Biomedical Corp | StatStrip Glucose | 195-0120-21208 | Analyzers, Point-of-Care, Whole Blood, Glucose
B16613 | Nova Biomedical Corp | StatStrip Glucose | 195-0122-22010 | Analyzers, Point-of-Care, Whole Blood, Glucose
194005416209 | Nova Biomedical Corp | StatStrip Glucose | 194005416209 | Analyzers, Point-of-Care, Whole Blood, Glucose
194016816209 | Nova Biomedical Corp | StatStrip | 194016816209 | Analyzers, Point-of-Care, Whole Blood, Glucose
194014419298 | Nova Biomedical Corp | StatStrip | 194014419298 | Analyzers, Point-of-Care, Whole Blood, Glucose
| Nova Biomedical Corp | StatStrip Glucose | 195074126090 | Analyzers, Point-of-Care, Whole Blood, Glucose
B13686 | Alere | Afinion AS100 | AS0041582 | Analyzers, Point-of-Care, Whole Blood, Glycated Hemoglobin
| Nova Biomedical Corp | StatStrip Glucose | 1195005926114 | Analyzers, Point-of-Care, Whole Blood, Glucose
B13478 | Abbott Laboratories Diagnostic Div | i-STAT 1 Wireless | 21367435 | Analyzers, Point-of-Care, Whole Blood, Gas/pH/Electrolyte/Metabolite
195007119038 | Nova Biomedical Corp | StatStrip Glucose | 195007119038 | Analyzers, Point-of-Care, Whole Blood, Glucose
| Roche Diagnostic Systems Inc | CoaguChek XS | UP 02101729 | Analyzers, Point-of-Care, Whole Blood, Coagulation
194025716209 | Nova Biomedical Corp | StatStrip | 194025716209 | Analyzers, Point-of-Care, Whole Blood, Glucose
B16626 | Nova Biomedical Corp | StatStrip Glucose | 21194076622024 | Analyzers, Point-of-Care, Whole Blood, Glucose
| Nova Biomedical Corp | StatStrip Glucose | 195127125296 | Analyzers, Point-of-Care, Whole Blood, Glucose
| Nova Biomedical Corp | StatStrip Glucose | 195013623265 | Analyzers, Point-of-Care, Whole Blood, Glucose
BS21142 | Siemens Healthcare | CLINITEK Status+ | 201704 | Analyzers, Laboratory, Urine, Semiautomated
BS28393 | Siemens Healthcare | CLINITEK Status+ | 300416 | Analyzers, Laboratory, Urine, Semiautomated
300424 | Siemens Healthcare | CLINITEK Status+ | 300424 | Analyzers, Laboratory, Urine, Semiautomated
300422 | Siemens Healthcare | CLINITEK Status+ | 300422 | Analyzers, Laboratory, Urine, Semiautomated
| Siemens Healthcare | CLINITEK Status+ | ST748851 | Analyzers, Laboratory, Urine, Semiautomated
B23296 | Siemens Healthcare | CLINITEK Status+ | 1621173 | Analyzers, Laboratory, Urine, Semiautomated
BS29601 | Siemens Healthcare | CLINITEK Status+ | 303842 | Analyzers, Laboratory, Urine, Semiautomated
BS19853 | Siemens Healthcare | CLINITEK Status+ | ST217454 | Analyzers, Laboratory, Urine, Semiautomated
BS23675 | Siemens Healthcare | CLINITEK Status+ | 261724 | Analyzers, Laboratory, Urine, Semiautomated
158791 | Siemens Healthcare | CLINITEK Status+ | 20171704 | Analyzers, Laboratory, Urine, Semiautomated
bn27930 | Siemens Healthcare | CLINITEK Status+ | 014400 | Analyzers, Laboratory, Urine, Semiautomated
B24764 | Siemens Healthcare | CLINITEK Status+ | 017883 | Analyzers, Laboratory, Urine, Semiautomated
| Nova Biomedical Corp | StatStrip Glucose | 195073826090 | Analyzers, Point-of-Care, Whole Blood, Glucose
| Siemens Healthcare | CLINITEK Status+ | 375208 | Analyzers, Laboratory, Urine, Semiautomated
194029616209 | Nova Biomedical Corp | StatStrip Glucose | 194029616209 | Analyzers, Point-of-Care, Whole Blood, Glucose
BN28547 | Alere | Afinion AS100 | AS0041540 | Analyzers, Point-of-Care, Whole Blood, Glycated Hemoglobin
BN28781 | Roche Diagnostic Systems Inc | CoaguChek XS | UP01428857 | Analyzers, Point-of-Care, Whole Blood, Coagulation
| Nova Biomedical Corp | StatStrip Glucose | 195045824284 | Analyzers, Point-of-Care, Whole Blood, Glucose
bs18842 | Quidel Corp. | Sofia | 00014583 | Analyzers, Laboratory, Immunoassay, Fluorimetric
195083820231 | Nova Biomedical Corp | StatStrip Glucose | 195083820231 | Analyzers, Point-of-Care, Whole Blood, Glucose
195006921103 | Nova Biomedical Corp | StatStrip Glucose | 195006921103 | Analyzers, Point-of-Care, Whole Blood, Glucose
B18121 | Abbott Laboratories Diagnostic Div | i-STAT 1 Wireless | 358921 | Analyzers, Point-of-Care, Whole Blood, Gas/pH/Electrolyte/Metabolite
| Nova Biomedical Corp | StatStrip Glucose | 195013525114 | Analyzers, Point-of-Care, Whole Blood, Glucose
BS25538 | Abbott Laboratories Hospital Products Div | Precision Xceed Pro | KCAV049-A0221 | Analyzers, Point-of-Care, Whole Blood, Glucose
B16073 | Nova Biomedical Corp | StatStrip Glucose | 21195005221103 | Analyzers, Point-of-Care, Whole Blood, Glucose
BS31827 | Quidel Corp. | Sofia | 00038567 | Analyzers, Laboratory, Immunoassay, Fluorimetric
| Nova Biomedical Corp | StatStrip Glucose | 195-0636-24179 | Analyzers, Point-of-Care, Whole Blood, Glucose
Bn30505 | Nova Biomedical Corp | StatStrip Glucose | 194023416209 | Analyzers, Point-of-Care, Whole Blood, Glucose
BS24920 | Alere | Afinion AS100 | AS0041519 | Analyzers, Point-of-Care, Whole Blood, Glycated Hemoglobin
| Nova Biomedical Corp | StatStrip Glucose | 195111525093 | Analyzers, Point-of-Care, Whole Blood, Glucose
196025220349 | Nova Biomedical Corp | StatStrip Glucose | 195025220349 | Analyzers, Point-of-Care, Whole Blood, Glucose
| Nova Biomedical Corp | StatStrip Glucose | 195124325296 | Analyzers, Point-of-Care, Whole Blood, Glucose
195050420111 | Nova Biomedical Corp | StatStrip | 195050420111 | Analyzers, Point-of-Care, Whole Blood, Glucose
| Quidel Corp. | Sofia 2 | 29102619 | Analyzers, Laboratory, Immunoassay, Fluorimetric
| Quidel Corp. | Sofia | 00039366 | Analyzers, Laboratory, Immunoassay, Fluorimetric
| Nova Biomedical Corp | StatStrip Glucose | 195174724250 | Analyzers, Point-of-Care, Whole Blood, Glucose
| Quidel Corp. | Sofia 2 | 29102610 | Analyzers, Laboratory, Immunoassay, Fluorimetric
194107422004 | Nova Biomedical Corp | StatStrip Glucose | 194107422004 | Analyzers, Point-of-Care, Whole Blood, Glucose
300415 | Siemens Healthcare | CLINITEK Status+ | 300415 | Analyzers, Laboratory, Urine, Semiautomated
260354 | Siemens Healthcare | CLINITEK Status+ | 260354 | Analyzers, Laboratory, Urine, Semiautomated
259296 | Siemens Healthcare | CLINITEK Status+ | 259296 | Analyzers, Laboratory, Urine, Semiautomated
258320 | Siemens Healthcare | CLINITEK Status+ | 258320 | Analyzers, Laboratory, Urine, Semiautomated
257020 | Siemens Healthcare | CLINITEK Status+ | 257020 | Analyzers, Laboratory, Urine, Semiautomated
256443 | Siemens Healthcare | CLINITEK Status+ | 256443 | Analyzers, Laboratory, Urine, Semiautomated
221182 | Siemens Healthcare | CLINITEK Status+ | 221182 | Analyzers, Laboratory, Urine, Semiautomated
221170 | Siemens Healthcare | CLINITEK Status+ | 221170 | Analyzers, Laboratory, Urine, Semiautomated
219915 | Siemens Healthcare | CLINITEK Status+ | 219915 | Analyzers, Laboratory, Urine, Semiautomated
217664 | Siemens Healthcare | CLINITEK Status+ | 217664 | Analyzers, Laboratory, Urine, Semiautomated
213355 | Siemens Healthcare | CLINITEK Status+ | 213355 | Analyzers, Laboratory, Urine, Semiautomated
BN26385 | Siemens Healthcare | CLINITEK Status+ | 017531 | Analyzers, Laboratory, Urine, Semiautomated
BL33191 | Nova Biomedical Corp | StatStrip | 195032122180 | Analyzers, Point-of-Care, Whole Blood, Glucose
BN25692 | Siemens Healthcare | CLINITEK Status+ | 189416 | Analyzers, Laboratory, Urine, Semiautomated
BS35666 | Nova Biomedical Corp | StatStrip Glucose | 194-0445-21006 | Analyzers, Point-of-Care, Whole Blood, Glucose
B34553 | Siemens Healthcare | CLINITEK Status+ | 030453 | Analyzers, Laboratory, Urine, Semiautomated
BS28411 | Siemens Healthcare | CLINITEK Status+ | 030448 | Analyzers, Laboratory, Urine, Semiautomated
BN27929 | Siemens Healthcare | CLINITEK Status+ | 189373 | Analyzers, Laboratory, Urine, Semiautomated
BS19852 | Siemens Healthcare | CLINITEK Status+ | 221171 | Analyzers, Laboratory, Urine, Semiautomated
221172 | Siemens Healthcare | CLINITEK Status+ | 221172 | Analyzers, Laboratory, Urine, Semiautomated
| Siemens Healthcare | CLINITEK Status+ | 295125 | Analyzers, Laboratory, Urine, Semiautomated
B23808 | Nova Biomedical Corp | StatStrip Glucose | 21194007016208 | Analyzers, Point-of-Care, Whole Blood, Glucose
BS35664 | Nova Biomedical Corp | StatStrip Glucose | 194-0478-21006 | Analyzers, Point-of-Care, Whole Blood, Glucose
BN26594 | Quidel Corp. | Sofia | 14584 | Analyzers, Laboratory, Immunoassay, Fluorimetric
318098 | Abbott Laboratories Diagnostic Div | i-STAT 1 | 318098 | Analyzers, Point-of-Care, Whole Blood, Gas/pH/Electrolyte/Metabolite
| Nova Biomedical Corp | StatStrip Glucose | 195019225114 | Analyzers, Point-of-Care, Whole Blood, Glucose
195017619099 | Nova Biomedical Corp | StatStrip Glucose | 195017619099 | Analyzers, Point-of-Care, Whole Blood, Glucose
BN30604 | Nova Biomedical Corp | StatStrip Glucose | 194-0170-16208 | Analyzers, Point-of-Care, Whole Blood, Glucose
BS34730 | Nova Biomedical Corp | StatStrip Glucose | 194-0901-20170 | Analyzers, Point-of-Care, Whole Blood, Glucose
195049321270 | Nova Biomedical Corp | StatStrip Glucose | 195049321270 | Analyzers, Point-of-Care, Whole Blood, Glucose
B41681 | Nova Biomedical Corp | StatStrip Glucose | 195-0424-21270 | Analyzers, Point-of-Care, Whole Blood, Glucose
BS17896 | Global Focus Marketing & Distribution Ltd. | Silencer S2410E-HZ | 13029404 | Centrifuges, Tabletop, Low-Speed, Nonrefrigerated
195007821208 | Nova Biomedical Corp | StatStrip Glucose | 195007821208 | Analyzers, Point-of-Care, Whole Blood, Glucose
BS28456 | Abbott Laboratories Diagnostic Div | i-STAT 1 Wireless | 307909 | Analyzers, Point-of-Care, Whole Blood, Gas/pH/Electrolyte/Metabolite
194014316209 | Nova Biomedical Corp | StatStrip Glucose | 194014316209 | Analyzers, Point-of-Care, Whole Blood, Glucose
192739 | Nova Biomedical Corp | StatStrip Glucose | 195-0119-21208 | Analyzers, Point-of-Care, Whole Blood, Glucose
164503 | Nova Biomedical Corp | StatStrip | 195-0614-22272 | Analyzers, Point-of-Care, Whole Blood, Glucose
BN30587 | Nova Biomedical Corp | StatStrip Glucose | 194-0153-16208 | Analyzers, Point-of-Care, Whole Blood, Glucose
183161 | Nova Biomedical Corp | StatStrip Glucose | 194-0129-16209 | Analyzers, Point-of-Care, Whole Blood, Glucose
BN30684 | Nova Biomedical Corp | StatStrip Glucose | 194-0137-16209 | Analyzers, Point-of-Care, Whole Blood, Glucose
194022716209 | Nova Biomedical Corp | StatStrip Glucose | 194022716209 | Analyzers, Point-of-Care, Whole Blood, Glucose
194051319162 | Nova Biomedical Corp | StatStrip Glucose | 194051319162 | Analyzers, Point-of-Care, Whole Blood, Glucose
| Nova Biomedical Corp | StatStrip Glucose | 195068926090 | Analyzers, Point-of-Care, Whole Blood, Glucose
194027516209 | Nova Biomedical Corp | StatStrip Glucose | 194027516209 | Analyzers, Point-of-Care, Whole Blood, Glucose
B41546 | Nova Biomedical Corp | StatStrip Glucose | 21195003421208 | Analyzers, Point-of-Care, Whole Blood, Glucose
164541 | Nova Biomedical Corp | StatStrip | 195-0084-22319 | Analyzers, Point-of-Care, Whole Blood, Glucose
194005816209 | Nova Biomedical Corp | StatStrip Glucose | 194005816209 | Analyzers, Point-of-Care, Whole Blood, Glucose
189430 | Nova Biomedical Corp | StatStrip Glucose | 195-1253-22097 | Analyzers, Point-of-Care, Whole Blood, Glucose
181035 | Nova Biomedical Corp | StatStrip Glucose | 21195028021054 | Analyzers, Point-of-Care, Whole Blood, Glucose
| Quidel Corp. | Sofia 2 | 29102649 | Analyzers, Laboratory, Immunoassay, Fluorimetric
| Nova Biomedical Corp | StatStrip Glucose | 195178625176 | Analyzers, Point-of-Care, Whole Blood, Glucose
195014519038 | Nova Biomedical Corp | StatStrip Glucose | 195014519038 | Analyzers, Point-of-Care, Whole Blood, Glucose
| Nova Biomedical Corp | StatStrip Glucose | 195025725188 | Analyzers, Point-of-Care, Whole Blood, Glucose
| Nova Biomedical Corp | StatStrip Glucose | 195004824337 | Analyzers, Point-of-Care, Whole Blood, Glucose
| Abbott Laboratories Diagnostic Div | Afinion 2 | AF20081162 | Analyzers, Point-of-Care, Whole Blood, Glycated Hemoglobin
BS34654 | Nova Biomedical Corp | StatStrip Glucose | 194-0564-20041 | Analyzers, Point-of-Care, Whole Blood, Glucose
195066819340 | Nova Biomedical Corp | StatStrip Glucose | 195066819340 | Analyzers, Point-of-Care, Whole Blood, Glucose
162368 | Nova Biomedical Corp | StatStrip Glucose | 21195010822010 | Analyzers, Point-of-Care, Whole Blood, Glucose
194011016208 | Nova Biomedical Corp | StatStrip | 194011016208 | Analyzers, Point-of-Care, Whole Blood, Glucose
| Nova Biomedical Corp | StatStrip Glucose | 195005324337 | Analyzers, Point-of-Care, Whole Blood, Glucose
| Quidel Corp. | Sofia 2 | 29107979 | Analyzers, Laboratory, Immunoassay, Fluorimetric
B16618 | Nova Biomedical Corp | StatStrip Glucose | 195-0092-22010 | Analyzers, Point-of-Care, Whole Blood, Glucose
195083720231 | Nova Biomedical Corp | StatStrip Glucose | 195083720231 | Analyzers, Point-of-Care, Whole Blood, Glucose
BN28641 | Alere | Afinion AS100 | AS0041509 | Analyzers, Point-of-Care, Whole Blood, Glycated Hemoglobin
| Siemens Healthcare | CLINITEK Status+ | 375206 | Analyzers, Laboratory, Urine, Semiautomated
B13479 | Abbott Laboratories Diagnostic Div | i-STAT 1 Wireless | 21372795 | Analyzers, Point-of-Care, Whole Blood, Gas/pH/Electrolyte/Metabolite
Bn25110 | Nova Biomedical Corp | StatStrip Glucose | 195-0516-17264 | Analyzers, Point-of-Care, Whole Blood, Glucose
| Abbott Laboratories Diagnostic Div | Afinion 2 | AF20021879 | Analyzers, Point-of-Care, Whole Blood, Glycated Hemoglobin
bn26572 | Quidel Corp. | Sofia | 00023091 | Analyzers, Laboratory, Immunoassay, Fluorimetric
BS18588 | Roche Diagnostic Systems Inc | CoaguChek XS | UP0919661 | Analyzers, Point-of-Care, Whole Blood, Coagulation
BL33190 | Nova Biomedical Corp | StatStrip | 195-0314-22180 | Analyzers, Point-of-Care, Whole Blood, Glucose
bn26583 | Quidel Corp. | Sofia | 00014504 | Analyzers, Laboratory, Immunoassay, Fluorimetric
BS34593 | Abbott Laboratories Diagnostic Div | i-STAT 1 Wireless | 21376410 | Analyzers, Point-of-Care, Whole Blood, Gas/pH/Electrolyte/Metabolite
| Nova Biomedical Corp | StatStrip Glucose | 195005026114 | Analyzers, Point-of-Care, Whole Blood, Glucose
19059 | ITC Medical / Hemochron | Hemochron Signature Elite | 19059 | Analyzers, Point-of-Care, Whole Blood, Coagulation
BS-16786 | Nova Biomedical Corp | StatStrip Glucose | 5340253-0527-22153 | Analyzers, Point-of-Care, Whole Blood, Glucose
27309 | Quidel Corp. | Sofia | 27309 | Analyzers, Laboratory, Immunoassay, Fluorimetric
| Nova Biomedical Corp | StatStrip Glucose | 195-0482-23067 | Analyzers, Point-of-Care, Whole Blood, Glucose
| Nova Biomedical Corp | StatStrip Glucose | 195-0765-24179 | Analyzers, Point-of-Care, Whole Blood, Glucose
164509 | Nova Biomedical Corp | StatStrip | 195-0543-22272 | Analyzers, Point-of-Care, Whole Blood, Glucose
BN30680 | Nova Biomedical Corp | StatStrip Glucose | 194-0199-16209 | Analyzers, Point-of-Care, Whole Blood, Glucose
Bn30590 | Nova Biomedical Corp | StatStrip Glucose | 194-0274-16209 | Analyzers, Point-of-Care, Whole Blood, Glucose
| Nova Biomedical Corp | StatStrip Glucose | 195-0463-23067 | Analyzers, Point-of-Care, Whole Blood, Glucose
194014516208 | Nova Biomedical Corp | StatStrip Glucose | 194-0145-16208 | Analyzers, Point-of-Care, Whole Blood, Glucose
| Nova Biomedical Corp | StatStrip Glucose | 195225225273 | Analyzers, Point-of-Care, Whole Blood, Glucose
B41547 | Nova Biomedical Corp | StatStrip Glucose | 195-0010-21208 | Analyzers, Point-of-Care, Whole Blood, Glucose
| Nova Biomedical Corp | StatStrip Glucose | 195-0452-21270 | Analyzers, Point-of-Care, Whole Blood, Glucose
164548 | Nova Biomedical Corp | StatStrip | 195-0122-22319 | Analyzers, Point-of-Care, Whole Blood, Glucose
BN30509 | Nova Biomedical Corp | StatStrip Glucose | 194-0292-16209 | Analyzers, Point-of-Care, Whole Blood, Glucose
BL21750 | Nova Biomedical Corp | StatStrip | 195-1026-19141 | Analyzers, Point-of-Care, Whole Blood, Glucose
BN15362 | Scientific Industries | Vortex-Genie 2 | 2-388204 | Shaker/Orbiters, Laboratory
B16409 | Nova Biomedical Corp | StatStrip Glucose | 195-0372-21270 | Analyzers, Point-of-Care, Whole Blood, Glucose
| Nova Biomedical Corp | StatStrip Glucose | 195075726090 | Analyzers, Point-of-Care, Whole Blood, Glucose
| Nova Biomedical Corp | StatStrip Glucose | 194089924207 | Analyzers, Point-of-Care, Whole Blood, Glucose
181269 | Nova Biomedical Corp | StatStrip Glucose | 21195008919002 | Analyzers, Point-of-Care, Whole Blood, Glucose
195049621270 | Nova Biomedical Corp | StatStrip Glucose | 195049621270 | Analyzers, Point-of-Care, Whole Blood, Glucose
B13481 | Abbott Laboratories Diagnostic Div | i-STAT 1 Wireless | 21372629 | Analyzers, Point-of-Care, Whole Blood, Gas/pH/Electrolyte/Metabolite
B16628 | Nova Biomedical Corp | StatStrip Glucose | 194-1068-22004 | Analyzers, Point-of-Care, Whole Blood, Glucose
| Nova Biomedical Corp | StatStrip Glucose | 195020925114 | Analyzers, Point-of-Care, Whole Blood, Glucose
| Nova Biomedical Corp | StatStrip Glucose | 195020625114 | Analyzers, Point-of-Care, Whole Blood, Glucose
| Nova Biomedical Corp | StatStrip Glucose | 195083420321 | Analyzers, Point-of-Care, Whole Blood, Glucose
| Nova Biomedical Corp | StatStrip Glucose | 195018025114 | Analyzers, Point-of-Care, Whole Blood, Glucose
| Nova Biomedical Corp | StatStrip Glucose | 195020525114 | Analyzers, Point-of-Care, Whole Blood, Glucose
| Nova Biomedical Corp | StatStrip Glucose | 195011625114 | Analyzers, Point-of-Care, Whole Blood, Glucose
| Nova Biomedical Corp | StatStrip Glucose | 195032622180 | Analyzers, Point-of-Care, Whole Blood, Glucose
194059417340 | Nova Biomedical Corp | StatStrip Glucose | 194059417340 | Analyzers, Point-of-Care, Whole Blood, Glucose
B41550 | Nova Biomedical Corp | StatStrip Glucose | 195-0009-21208 | Analyzers, Point-of-Care, Whole Blood, Glucose
| Nova Biomedical Corp | StatStrip Glucose | 194050025093 | Analyzers, Point-of-Care, Whole Blood, Glucose
164555 | Nova Biomedical Corp | StatStrip Docking Station | 53012422322 | Dock/Battery Chargers
bn26557 | Quidel Corp. | Sofia | 00023023 | Analyzers, Laboratory, Immunoassay, Fluorimetric
BN30543 | Nova Biomedical Corp | StatStrip Glucose | 194-0132-16208 | Analyzers, Point-of-Care, Whole Blood, Glucose
| Nova Biomedical Corp | StatStrip Glucose | 195026926113 | Analyzers, Point-of-Care, Whole Blood, Glucose
1406137 | Nova Biomedical Corp | StatStrip Glucose | 195-0090-21103 | Analyzers, Point-of-Care, Whole Blood, Glucose
bs18836 | Quidel Corp. | Sofia | 00014408 | Analyzers, Laboratory, Immunoassay, Fluorimetric
| Roche Diagnostic Systems Inc | CoaguChek XS Plus | UQ0138555 | Analyzers, Point-of-Care, Whole Blood, Coagulation
| Nova Biomedical Corp | StatStrip Glucose | 195027126113 | Analyzers, Point-of-Care, Whole Blood, Glucose
195024321054 | Nova Biomedical Corp | StatStrip Glucose | 195024321054 | Analyzers, Point-of-Care, Whole Blood, Glucose
305577 | Abbott Laboratories Diagnostic Div | i-STAT 1 | 305577 | Analyzers, Point-of-Care, Whole Blood, Gas/pH/Electrolyte/Metabolite
194013316209 | Nova Biomedical Corp | StatStrip Glucose | 194013316209 | Analyzers, Point-of-Care, Whole Blood, Glucose
14473 | Quidel Corp. | Sofia | 14473 | Analyzers, Laboratory, Immunoassay, Fluorimetric
B13459 | Abbott Laboratories Diagnostic Div | i-STAT 1 Wireless | 21362594 | Analyzers, Point-of-Care, Whole Blood, Gas/pH/Electrolyte/Metabolite
| Abbott Laboratories Diagnostic Div | Afinion 2 | AF20081632 | Analyzers, Point-of-Care, Whole Blood, Glycated Hemoglobin
194013216208 | Nova Biomedical Corp | StatStrip Glucose | 194013216208 | Analyzers, Point-of-Care, Whole Blood, Glucose
19504261270 | Nova Biomedical Corp | StatStrip Glucose | 105042621270 | Analyzers, Point-of-Care, Whole Blood, Glucose
bs22983 | Quidel Corp. | Sofia 2 | 00014493 | Analyzers, Laboratory, Immunoassay, Fluorimetric
372808 | Abbott Laboratories Diagnostic Div | i-STAT 1 | 372808 | Analyzers, Point-of-Care, Whole Blood, Gas/pH/Electrolyte/Metabolite
194019416209 | Nova Biomedical Corp | StatStrip Glucose | 194019416209 | Analyzers, Point-of-Care, Whole Blood, Glucose
| Nova Biomedical Corp | StatStrip Glucose | 195027924284 | Analyzers, Point-of-Care, Whole Blood, Glucose
| Abbott Laboratories Diagnostic Div | Afinion 2 | AF20080868 | Analyzers, Point-of-Care, Whole Blood, Glycated Hemoglobin
194019016208 | Nova Biomedical Corp | StatStrip Glucose | 194019016208 | Analyzers, Point-of-Care, Whole Blood, Glucose
BN30601 | Nova Biomedical Corp | StatStrip Glucose | 194-0242-16209 | Analyzers, Point-of-Care, Whole Blood, Glucose
BL33193 | Nova Biomedical Corp | StatStrip | 195-0327-22180 | Analyzers, Point-of-Care, Whole Blood, Glucose
194015316208 | Nova Biomedical Corp | StatStrip Glucose | 194015316208 | Analyzers, Point-of-Care, Whole Blood, Glucose
195006222010 | Nova Biomedical Corp | StatStrip Glucose | 195006222010 | Analyzers, Point-of-Care, Whole Blood, Glucose
bn26566 | Quidel Corp. | Sofia 2 | 00022942 | Analyzers, Laboratory, Immunoassay, Fluorimetric
bs33826 | Nova Biomedical Corp | StatStrip Glucose | 195-0439-20111 | Analyzers, Point-of-Care, Whole Blood, Glucose
195044021270 | Nova Biomedical Corp | StatStrip Glucose | 195044021270 | Analyzers, Point-of-Care, Whole Blood, Glucose
BS30784 | Nova Biomedical Corp | StatStrip Glucose | 194-0087-19127 | Analyzers, Point-of-Care, Whole Blood, Glucose
| Nova Biomedical Corp | StatStrip Glucose | 195069626002 | Analyzers, Point-of-Care, Whole Blood, Glucose
BN28546 | Alere | Afinion AS100 | AS0041568 | Analyzers, Point-of-Care, Whole Blood, Glycated Hemoglobin
| Nova Biomedical Corp | StatStrip Glucose | 195081026090 | Analyzers, Point-of-Care, Whole Blood, Glucose
BN30554 | Nova Biomedical Corp | StatStrip Glucose | 194-0293-16209 | Analyzers, Point-of-Care, Whole Blood, Glucose
| Nova Biomedical Corp | StatStrip Glucose | 195037324269 | Analyzers, Point-of-Care, Whole Blood, Glucose
B13678 | Abbott Laboratories Diagnostic Div | i-STAT 1 Wireless | 21333297 | Analyzers, Point-of-Care, Whole Blood, Gas/pH/Electrolyte/Metabolite
B42670 | Nova Biomedical Corp | StatStrip Glucose | 21195014522010 | Analyzers, Point-of-Care, Whole Blood, Glucose
bn26561 | Quidel Corp. | Sofia | 00022959 | Analyzers, Laboratory, Immunoassay, Fluorimetric
BS27867 | Quidel Corp. | Sofia | 00027369 | Analyzers, Laboratory, Immunoassay, Fluorimetric
195103819141 | Nova Biomedical Corp | StatStrip Glucose | 19510389141 | Analyzers, Point-of-Care, Whole Blood, Glucose
| Nova Biomedical Corp | StatStrip Glucose | 195-0357-23067 | Analyzers, Point-of-Care, Whole Blood, Glucose
B41556 | Nova Biomedical Corp | StatStrip Glucose | 195-0027-21208 | Analyzers, Point-of-Care, Whole Blood, Glucose
| Nova Biomedical Corp | StatStrip Glucose | 194-0276-16209 | Analyzers, Point-of-Care, Whole Blood, Glucose
195011221208 | Nova Biomedical Corp | StatStrip Glucose | 195011221208 | Analyzers, Point-of-Care, Whole Blood, Glucose
| Roche Diagnostic Systems Inc | CoaguChek XS | UP0905347 | Analyzers, Point-of-Care, Whole Blood, Coagulation
AS0036981 | Alere | Afinion AS100 | AS0036981 | Analyzers, Point-of-Care, Whole Blood, Glycated Hemoglobin
| Nova Biomedical Corp | StatStrip Glucose | 195084025127 | Analyzers, Point-of-Care, Whole Blood, Glucose
| Quidel Corp. | Sofia | 00038719 | Analyzers, Laboratory, Immunoassay, Fluorimetric
BS31045 | Quidel Corp. | Sofia | 00027371 | Analyzers, Laboratory, Immunoassay, Fluorimetric
| Roche Diagnostic Systems Inc | CoaguChek XS | UP0966940 | Analyzers, Point-of-Care, Whole Blood, Coagulation
164554 | Nova Biomedical Corp | StatStrip Docking Station | 53007922322 | Dock/Battery Chargers
194023616208 | Nova Biomedical Corp | StatStrip | 194023616208 | Analyzers, Point-of-Care, Whole Blood, Glucose
BN30556 | Nova Biomedical Corp | StatStrip Glucose | 194-0304-16209 | Analyzers, Point-of-Care, Whole Blood, Glucose
BS36004 | Nova Biomedical Corp | StatStrip Glucose | 194-0539-20347 | Analyzers, Point-of-Care, Whole Blood, Glucose
| Nova Biomedical Corp | StatStrip Glucose | 195049524192 | Analyzers, Point-of-Care, Whole Blood, Glucose
B41559 | Nova Biomedical Corp | StatStrip Glucose | 195-0121-21208 | Analyzers, Point-of-Care, Whole Blood, Glucose
B16495 | Abbott Laboratories Diagnostic Div | ID NOW | 6454E81C | Analyzers, Laboratory, Molecular Assay, Infectious Microorganism
1621151 | Nova Biomedical Corp | StatStrip Glucose | 21195109119141 | Analyzers, Point-of-Care, Whole Blood, Glucose
164513 | Abbott Laboratories Diagnostic Div | ID NOW | 5BFDE71C | Analyzers, Laboratory, Molecular Assay, Infectious Microorganism
| Nova Biomedical Corp | StatStrip Glucose | 195156724114 | Analyzers, Point-of-Care, Whole Blood, Glucose
BS-35671 | Nova Biomedical Corp | StatStrip Glucose | 21194051021006 | Analyzers, Point-of-Care, Whole Blood, Glucose
| Nova Biomedical Corp | StatStrip Glucose | 195081226090 | Analyzers, Point-of-Care, Whole Blood, Glucose
| Nova Biomedical Corp | StatStrip Glucose | 195128325296 | Analyzers, Point-of-Care, Whole Blood, Glucose
bs33508 | Nova Biomedical Corp | StatStrip Glucose | 195-0006-20036 | Analyzers, Point-of-Care, Whole Blood, Glucose
| Nova Biomedical Corp | StatStrip Glucose | 195031625188 | Analyzers, Point-of-Care, Whole Blood, Glucose
| Nova Biomedical Corp | StatStrip Glucose | 195078926090 | Analyzers, Point-of-Care, Whole Blood, Glucose
| Nova Biomedical Corp | StatStrip Glucose | 195146224114 | Analyzers, Point-of-Care, Whole Blood, Glucose
194012516209 | Nova Biomedical Corp | StatStrip | 194012516209 | Analyzers, Point-of-Care, Whole Blood, Glucose
B16619 | Nova Biomedical Corp | StatStrip Glucose | 195-0120-22010 | Analyzers, Point-of-Care, Whole Blood, Glucose
b41249 | Nova Biomedical Corp | StatStrip Glucose | 194-0812-21082 | Analyzers, Point-of-Care, Whole Blood, Glucose
B13473 | Abbott Laboratories Diagnostic Div | i-STAT 1 Wireless | 21372611 | Analyzers, Point-of-Care, Whole Blood, Gas/pH/Electrolyte/Metabolite
B41328 | Alere | Afinion AS100 | AS0054817 | Analyzers, Point-of-Care, Whole Blood, Glycated Hemoglobin
194016119298 | Nova Biomedical Corp | StatStrip | 194016119298 | Analyzers, Point-of-Care, Whole Blood, Glucose
B39080 | Nova Biomedical Corp | StatStrip Glucose | 195-0505-20111 | Analyzers, Point-of-Care, Whole Blood, Glucose
BN28782 | Quidel Corp. | Sofia | 00033172 | Analyzers, Laboratory, Immunoassay, Fluorimetric
| Nova Biomedical Corp | StatStrip Glucose | 195080825127 | Analyzers, Point-of-Care, Whole Blood, Glucose
B16633 | Nova Biomedical Corp | StatStrip Glucose | 195-0103-22010 | Analyzers, Point-of-Care, Whole Blood, Glucose
164546 | Nova Biomedical Corp | StatStrip | 195-0120-22319 | Analyzers, Point-of-Care, Whole Blood, Glucose
| Nova Biomedical Corp | StatStrip Glucose | 195-0766-24179 | Analyzers, Point-of-Care, Whole Blood, Glucose
195028621054 | Nova Biomedical Corp | StatStrip Glucose | 195028621054 | Analyzers, Point-of-Care, Whole Blood, Glucose
169166 | Nova Biomedical Corp | StatStrip Glucose | 194028816209 | Analyzers, Point-of-Care, Whole Blood, Glucose
| Nova Biomedical Corp | StatStrip Glucose | 1195090826002 | Analyzers, Point-of-Care, Whole Blood, Glucose
B18120 | ITC Medical / Hemochron | Hemochron Signature Elite | SE13543 | Analyzers, Point-of-Care, Whole Blood, Coagulation
| Nova Biomedical Corp | StatStrip Glucose | 195002524337 | Analyzers, Point-of-Care, Whole Blood, Glucose
| Roche Diagnostic Systems Inc | CoaguChek XS | UP0767743 | Analyzers, Point-of-Care, Whole Blood, Coagulation
| Nova Biomedical Corp | StatStrip Glucose | 195183424250 | Analyzers, Point-of-Care, Whole Blood, Glucose
194049621006 | Nova Biomedical Corp | StatStrip Glucose | 194049621006 | Analyzers, Point-of-Care, Whole Blood, Glucose
| Nova Biomedical Corp | StatStrip Glucose | 194093024207 | Analyzers, Point-of-Care, Whole Blood, Glucose
| Nova Biomedical Corp | StatStrip Glucose | 195028925188 | Analyzers, Point-of-Care, Whole Blood, Glucose
B16075 | Nova Biomedical Corp | StatStrip Glucose | 21195012021208 | Analyzers, Point-of-Care, Whole Blood, Glucose
| Nova Biomedical Corp | StatStrip Glucose | 195074926002 | Analyzers, Point-of-Care, Whole Blood, Glucose
| Nova Biomedical Corp | StatStrip Glucose | 195068926002 | Analyzers, Point-of-Care, Whole Blood, Glucose
| Nova Biomedical Corp | StatStrip | 195-1242-22097 | Analyzers, Point-of-Care, Whole Blood, Glucose
B13464 | Abbott Laboratories Diagnostic Div | i-STAT 1 Wireless | 21367397 | Analyzers, Point-of-Care, Whole Blood, Gas/pH/Electrolyte/Metabolite
| Nova Biomedical Corp | StatStrip Glucose | 195021225114 | Analyzers, Point-of-Care, Whole Blood, Glucose
| Quidel Corp. | Sofia 2 | 29107984 | Analyzers, Laboratory, Immunoassay, Fluorimetric
194030416209 | Nova Biomedical Corp | StatStrip Glucose | 194030416209 | Analyzers, Point-of-Care, Whole Blood, Glucose
| Abbott Laboratories Diagnostic Div | Afinion 2 | AF20081058 | Analyzers, Point-of-Care, Whole Blood, Glycated Hemoglobin
194027616209 | Nova Biomedical Corp | StatStrip | 194027616209 | Analyzers, Point-of-Care, Whole Blood, Glucose
| Abbott Laboratories Diagnostic Div | Afinion 2 | AF20081362 | Analyzers, Point-of-Care, Whole Blood, Glycated Hemoglobin
| Abbott Laboratories Diagnostic Div | Afinion 2 | AF20081244 | Analyzers, Point-of-Care, Whole Blood, Glycated Hemoglobin
| Abbott Laboratories Diagnostic Div | Afinion 2 | AF20081252 | Analyzers, Point-of-Care, Whole Blood, Glycated Hemoglobin
| Abbott Laboratories Diagnostic Div | Afinion 2 | AF20087899 | Analyzers, Point-of-Care, Whole Blood, Glycated Hemoglobin
| Abbott Laboratories Diagnostic Div | Afinion 2 | AF20081347 | Analyzers, Point-of-Care, Whole Blood, Glycated Hemoglobin
| Nova Biomedical Corp | StatStrip Glucose | 195004524337 | Analyzers, Point-of-Care, Whole Blood, Glucose
| Abbott Laboratories Diagnostic Div | Afinion 2 | AF20081228 | Analyzers, Point-of-Care, Whole Blood, Glycated Hemoglobin
| Abbott Laboratories Diagnostic Div | Afinion 2 | AF20083570 | Analyzers, Point-of-Care, Whole Blood, Glycated Hemoglobin
| Abbott Laboratories Diagnostic Div | Afinion 2 | AF20081336 | Analyzers, Point-of-Care, Whole Blood, Glycated Hemoglobin
| Abbott Laboratories Diagnostic Div | Afinion 2 | AF20076801 | Analyzers, Point-of-Care, Whole Blood, Glycated Hemoglobin
| Abbott Laboratories Diagnostic Div | Afinion 2 | AF20081100 | Analyzers, Point-of-Care, Whole Blood, Glycated Hemoglobin
BS31835 | Quidel Corp. | Sofia | 38611 | Analyzers, Laboratory, Immunoassay, Fluorimetric
| Abbott Laboratories Diagnostic Div | Afinion 2 | AF20081277 | Analyzers, Point-of-Care, Whole Blood, Glycated Hemoglobin
| Abbott Laboratories Diagnostic Div | Afinion 2 | AF20081217 | Analyzers, Point-of-Care, Whole Blood, Glycated Hemoglobin
| Abbott Laboratories Diagnostic Div | Afinion 2 | AF20081354 | Analyzers, Point-of-Care, Whole Blood, Glycated Hemoglobin
BS30621 | Nova Biomedical Corp | StatStrip Glucose | 195-0071-19038 | Analyzers, Point-of-Care, Whole Blood, Glucose
189342 | Abbott Laboratories Diagnostic Div | ID NOW | 70B0F41C | Analyzers, Laboratory, Molecular Assay, Infectious Microorganism
B41547 | Nova Biomedical Corp | StatStrip Glucose | 21195001021208 | Analyzers, Point-of-Care, Whole Blood, Glucose
194011416208 | Nova Biomedical Corp | StatStrip | 194011416208 | Analyzers, Point-of-Care, Whole Blood, Glucose
| Abbott Laboratories Diagnostic Div | Afinion 2 | AF20084541 | Analyzers, Point-of-Care, Whole Blood, Glycated Hemoglobin
| Nova Biomedical Corp | StatStrip Glucose | 195078026002 | Analyzers, Point-of-Care, Whole Blood, Glucose
| Nova Biomedical Corp | StatStrip Glucose | 195089626002 | Analyzers, Point-of-Care, Whole Blood, Glucose
| Nova Biomedical Corp | StatStrip Glucose | 195028824284 | Analyzers, Point-of-Care, Whole Blood, Glucose
B13482 | Abbott Laboratories Diagnostic Div | i-STAT 1 Wireless | 21367006 | Analyzers, Point-of-Care, Whole Blood, Gas/pH/Electrolyte/Metabolite
195051617264 | Nova Biomedical Corp | StatStrip | 195051617264 | Analyzers, Point-of-Care, Whole Blood, Glucose
| Nova Biomedical Corp | StatStrip Glucose | 195025125188 | Analyzers, Point-of-Care, Whole Blood, Glucose
| Nova Biomedical Corp | StatStrip Glucose | 195178524250 | Analyzers, Point-of-Care, Whole Blood, Glucose
161180 | Abbott Laboratories Diagnostic Div | i-STAT 1 Wireless | 21348157 | Analyzers, Point-of-Care, Whole Blood, Gas/pH/Electrolyte/Metabolite
| Nova Biomedical Corp | StatStrip Glucose | 195105425093 | Analyzers, Point-of-Care, Whole Blood, Glucose
164512 | Quidel Corp. | Sofia | 38241 | Analyzers, Laboratory, Immunoassay, Fluorimetric
BS29905 | Nova Biomedical Corp | StatStrip | 194-0513-19162 | Analyzers, Point-of-Care, Whole Blood, Glucose
B18924 | Nova Biomedical Corp | StatStrip Xpress 2 | 21195000921208 | Analyzers, Point-of-Care, Whole Blood, Glucose
194060117340 | Nova Biomedical Corp | StatStrip Glucose | 194060117340 | Analyzers, Point-of-Care, Whole Blood, Glucose
| Quidel Corp. | Sofia 2 | 29102667 | Analyzers, Laboratory, Immunoassay, Fluorimetric
189437 | Nova Biomedical Corp | StatStrip Glucose | 195-1297-22097 | Analyzers, Point-of-Care, Whole Blood, Glucose
B13477 | Abbott Laboratories Diagnostic Div | i-STAT 1 Wireless | 21378598 | Analyzers, Point-of-Care, Whole Blood, Gas/pH/Electrolyte/Metabolite
| Nova Biomedical Corp | StatStrip Glucose | 195-0117-23265 | Analyzers, Point-of-Care, Whole Blood, Glucose
BN26044 | Abbott Laboratories Hospital Products Div | i-STAT Printer | 1401065 | Printers
BS34591 | Abbott Laboratories Diagnostic Div | i-STAT 1 | 361661 | Analyzers, Point-of-Care, Whole Blood, Gas/pH/Electrolyte/Metabolite
194005116209 | Nova Biomedical Corp | StatStrip Glucose | 194005116209 | Analyzers, Point-of-Care, Whole Blood, Glucose
181418 | Nova Biomedical Corp | StatStrip Glucose | 21195037621270 | Analyzers, Point-of-Care, Whole Blood, Glucose
| Nova Biomedical Corp | StatStrip Glucose | 194050225093 | Analyzers, Point-of-Care, Whole Blood, Glucose
| Nova Biomedical Corp | StatStrip Glucose | 194028016209 | Analyzers, Point-of-Care, Whole Blood, Glucose
195097219231 | Nova Biomedical Corp | StatStrip Glucose | 195097219231 | Analyzers, Point-of-Care, Whole Blood, Glucose
Bs28391 | Siemens Healthcare | CLINITEK Status+ | 137485 | Analyzers, Laboratory, Urine, Semiautomated
| Nova Biomedical Corp | StatStrip Glucose | 21195061826002 | Analyzers, Point-of-Care, Whole Blood, Glucose
| Abbott Laboratories Diagnostic Div | Afinion 2 | AF20029176 | Analyzers, Point-of-Care, Whole Blood, Glycated Hemoglobin
| Nova Biomedical Corp | StatStrip Glucose | 195003424337 | Analyzers, Point-of-Care, Whole Blood, Glucose
| Nova Biomedical Corp | StatStrip Glucose | 194-0979-23075 | Analyzers, Point-of-Care, Whole Blood, Glucose
Bn30503 | Nova Biomedical Corp | StatStrip Glucose | 21194007716209 | Analyzers, Point-of-Care, Whole Blood, Glucose
| Nova Biomedical Corp | StatStrip Glucose | 195094626002 | Analyzers, Point-of-Care, Whole Blood, Glucose
195022920349 | Nova Biomedical Corp | StatStrip Glucose | 195022920349 | Analyzers, Point-of-Care, Whole Blood, Glucose
BS28422 | Siemens Healthcare | CLINITEK Status | 300419 | Analyzers, Laboratory, Urine, Semiautomated
195032420073 | Nova Biomedical Corp | StatStrip Glucose | 194032420073 | Analyzers, Point-of-Care, Whole Blood, Glucose
195025621054 | Nova Biomedical Corp | StatStrip Glucose | 195025621054 | Analyzers, Point-of-Care, Whole Blood, Glucose
BN15340 | HemoCue Inc | Hb 201+ | 0620012189 | Analyzers, Point-of-Care, Whole Blood, Hematology
| Nova Biomedical Corp | StatStrip | 194-0133-16208 | Analyzers, Point-of-Care, Whole Blood, Glucose
bn26574 | Quidel Corp. | Sofia | 22951 | Analyzers, Laboratory, Immunoassay, Fluorimetric
| Nova Biomedical Corp | StatStrip Glucose | 195002724008 | Analyzers, Point-of-Care, Whole Blood, Glucose
bn26570 | Quidel Corp. | Sofia | 00023093 | Analyzers, Laboratory, Immunoassay, Fluorimetric
BS30851 | Quidel Corp. | Sofia | 00027557 | Analyzers, Laboratory, Immunoassay, Fluorimetric
Bn23970 | Roche Diagnostic Systems Inc | CoaguChek XS | 04178514 | Analyzers, Point-of-Care, Whole Blood, Coagulation
195040017303 | Nova Biomedical Corp | StatStrip Glucose | 195040017303 | Analyzers, Point-of-Care, Whole Blood, Glucose
194027816209 | Nova Biomedical Corp | StatStrip Glucose | 194027816209 | Analyzers, Point-of-Care, Whole Blood, Glucose
| Nova Biomedical Corp | StatStrip Glucose | 195009726121 | Analyzers, Point-of-Care, Whole Blood, Glucose
189422 | Nova Biomedical Corp | StatStrip Glucose | 1951241-22097 | Analyzers, Point-of-Care, Whole Blood, Glucose
BL33196 | Nova Biomedical Corp | StatStrip | 195032422180 | Analyzers, Point-of-Care, Whole Blood, Glucose
| Abbott Laboratories Diagnostic Div | Afinion 2 | AF20081312 | Analyzers, Point-of-Care, Whole Blood, Glycated Hemoglobin
| Abbott Laboratories Diagnostic Div | Afinion 2 | AF20081259 | Analyzers, Point-of-Care, Whole Blood, Glycated Hemoglobin
| Quidel Corp. | Sofia 2 | 29102609 | Analyzers, Laboratory, Immunoassay, Fluorimetric
| Quidel Corp. | Sofia 2 | 29102626 | Analyzers, Laboratory, Immunoassay, Fluorimetric
| Quidel Corp. | Sofia 2 | 29102703 | Analyzers, Laboratory, Immunoassay, Fluorimetric
| Quidel Corp. | Sofia 2 | 29102659 | Analyzers, Laboratory, Immunoassay, Fluorimetric
| Quidel Corp. | Sofia 2 | 29102687 | Analyzers, Laboratory, Immunoassay, Fluorimetric
| Quidel Corp. | Sofia 2 | 29102628 | Analyzers, Laboratory, Immunoassay, Fluorimetric
| Quidel Corp. | Sofia 2 | 29102643 | Analyzers, Laboratory, Immunoassay, Fluorimetric
| Quidel Corp. | Sofia 2 | 29102641 | Analyzers, Laboratory, Immunoassay, Fluorimetric
| Abbott Laboratories Diagnostic Div | Afinion 2 | AF20081327 | Analyzers, Point-of-Care, Whole Blood, Glycated Hemoglobin
| Quidel Corp. | Sofia 2 | 29102603 | Analyzers, Laboratory, Immunoassay, Fluorimetric
| Quidel Corp. | Sofia 2 | 29102616 | Analyzers, Laboratory, Immunoassay, Fluorimetric
| Quidel Corp. | Sofia 2 | 29102690 | Analyzers, Laboratory, Immunoassay, Fluorimetric
| Quidel Corp. | Sofia 2 | 29102631 | Analyzers, Laboratory, Immunoassay, Fluorimetric
| Quidel Corp. | Sofia 2 | 29102639 | Analyzers, Laboratory, Immunoassay, Fluorimetric
| Quidel Corp. | Sofia 2 | 29102688 | Analyzers, Laboratory, Immunoassay, Fluorimetric
| Quidel Corp. | Sofia | 00039238 | Analyzers, Laboratory, Immunoassay, Fluorimetric
| Quidel Corp. | Sofia 2 | 29102606 | Analyzers, Laboratory, Immunoassay, Fluorimetric
BS33150 | Nova Biomedical Corp | StatStrip Glucose | 195-0996-19234 | Analyzers, Point-of-Care, Whole Blood, Glucose
| Quidel Corp. | Sofia 2 | 29102664 | Analyzers, Laboratory, Immunoassay, Fluorimetric
BS23671 | Siemens Healthcare | CLINITEK Status+ | 261726 | Analyzers, Laboratory, Urine, Semiautomated
| Quidel Corp. | Sofia 2 | 29102617 | Analyzers, Laboratory, Immunoassay, Fluorimetric
| Quidel Corp. | Sofia 2 | 29102634 | Analyzers, Laboratory, Immunoassay, Fluorimetric
| Quidel Corp. | Sofia 2 | 29102686 | Analyzers, Laboratory, Immunoassay, Fluorimetric
| Quidel Corp. | Sofia 2 | 29102648 | Analyzers, Laboratory, Immunoassay, Fluorimetric
BS30564 | Nova Biomedical Corp | StatStrip Glucose | 195-0046-19002 | Analyzers, Point-of-Care, Whole Blood, Glucose
| Quidel Corp. | Sofia 2 | 29102645 | Analyzers, Laboratory, Immunoassay, Fluorimetric
| Quidel Corp. | Sofia 2 | 29102602 | Analyzers, Laboratory, Immunoassay, Fluorimetric
| Quidel Corp. | Sofia 2 | 29102640 | Analyzers, Laboratory, Immunoassay, Fluorimetric
| Quidel Corp. | Sofia 2 | 29102661 | Analyzers, Laboratory, Immunoassay, Fluorimetric
| Quidel Corp. | Sofia 2 | 29102695 | Analyzers, Laboratory, Immunoassay, Fluorimetric
| Quidel Corp. | Sofia 2 | 29102608 | Analyzers, Laboratory, Immunoassay, Fluorimetric
| Quidel Corp. | Sofia 2 | 29102636 | Analyzers, Laboratory, Immunoassay, Fluorimetric
| Abbott Laboratories Diagnostic Div | Afinion 2 | AF20080978 | Analyzers, Point-of-Care, Whole Blood, Glycated Hemoglobin
| Quidel Corp. | Sofia 2 | 29102621 | Analyzers, Laboratory, Immunoassay, Fluorimetric
| Abbott Laboratories Diagnostic Div | Afinion 2 | AF20081313 | Analyzers, Point-of-Care, Whole Blood, Glycated Hemoglobin
| Quidel Corp. | Sofia 2 | 29102622 | Analyzers, Laboratory, Immunoassay, Fluorimetric
| Quidel Corp. | Sofia 2 | 29102655 | Analyzers, Laboratory, Immunoassay, Fluorimetric
| Abbott Laboratories Diagnostic Div | Afinion 2 | AF20084704 | Analyzers, Point-of-Care, Whole Blood, Glycated Hemoglobin
| Quidel Corp. | Sofia 2 | 29102627 | Analyzers, Laboratory, Immunoassay, Fluorimetric
| Quidel Corp. | Sofia 2 | 29102672 | Analyzers, Laboratory, Immunoassay, Fluorimetric
| Quidel Corp. | Sofia 2 | 291022633 | Analyzers, Laboratory, Immunoassay, Fluorimetric
| Quidel Corp. | Sofia 2 | 29102656 | Analyzers, Laboratory, Immunoassay, Fluorimetric
| Quidel Corp. | Sofia 2 | 29102699 | Analyzers, Laboratory, Immunoassay, Fluorimetric
| Quidel Corp. | Sofia 2 | 29102604 | Analyzers, Laboratory, Immunoassay, Fluorimetric
| Quidel Corp. | Sofia 2 | 29102701 | Analyzers, Laboratory, Immunoassay, Fluorimetric
| Nova Biomedical Corp | StatStrip Glucose | 195006426114 | Analyzers, Point-of-Care, Whole Blood, Glucose
| Quidel Corp. | Sofia 2 | 29102635 | Analyzers, Laboratory, Immunoassay, Fluorimetric
| Quidel Corp. | Sofia 2 | 29102669 | Analyzers, Laboratory, Immunoassay, Fluorimetric
| Quidel Corp. | Sofia 2 | 29102638 | Analyzers, Laboratory, Immunoassay, Fluorimetric
| Quidel Corp. | Sofia 2 | 29102665 | Analyzers, Laboratory, Immunoassay, Fluorimetric
| Quidel Corp. | Sofia 2 | 29102662 | Analyzers, Laboratory, Immunoassay, Fluorimetric
| Quidel Corp. | Sofia 2 | 29102650 | Analyzers, Laboratory, Immunoassay, Fluorimetric
| Quidel Corp. | Sofia 2 | 29102693 | Analyzers, Laboratory, Immunoassay, Fluorimetric
| Quidel Corp. | Sofia 2 | 29102626 | Analyzers, Laboratory, Immunoassay, Fluorimetric
| Nova Biomedical Corp | StatStrip Glucose | 195-1263-22097 | Analyzers, Point-of-Care, Whole Blood, Glucose
| Quidel Corp. | Sofia 2 | 29102614 | Analyzers, Laboratory, Immunoassay, Fluorimetric
| Quidel Corp. | Sofia 2 | 29102651 | Analyzers, Laboratory, Immunoassay, Fluorimetric
| Quidel Corp. | Sofia 2 | 29102682 | Analyzers, Laboratory, Immunoassay, Fluorimetric
BN26382 | Quidel Corp. | Sofia | 00014459 | Analyzers, Laboratory, Immunoassay, Fluorimetric
| Quidel Corp. | Sofia 2 | 29102657 | Analyzers, Laboratory, Immunoassay, Fluorimetric
| Quidel Corp. | Sofia 2 | 29102605 | Analyzers, Laboratory, Immunoassay, Fluorimetric
| Quidel Corp. | Sofia 2 | 29102684 | Analyzers, Laboratory, Immunoassay, Fluorimetric
| Quidel Corp. | Sofia 2 | 29102620 | Analyzers, Laboratory, Immunoassay, Fluorimetric
bs22975 | Quidel Corp. | Sofia 2 | 00014343 | Analyzers, Laboratory, Immunoassay, Fluorimetric
194008516208 | Nova Biomedical Corp | StatStrip | 194008516208 | Analyzers, Point-of-Care, Whole Blood, Glucose
| Quidel Corp. | Sofia 2 | 29102681 | Analyzers, Laboratory, Immunoassay, Fluorimetric
195030121054 | Nova Biomedical Corp | StatStrip Glucose | 195030121054 | Analyzers, Point-of-Care, Whole Blood, Glucose
| Quidel Corp. | Sofia 2 | 29102654 | Analyzers, Laboratory, Immunoassay, Fluorimetric
| Quidel Corp. | Sofia 2 | 29102601 | Analyzers, Laboratory, Immunoassay, Fluorimetric
| Nova Biomedical Corp | StatStrip Glucose | 194155725232 | Analyzers, Point-of-Care, Whole Blood, Glucose
| Quidel Corp. | Sofia 2 | 29102658 | Analyzers, Laboratory, Immunoassay, Fluorimetric
161167 | Nova Biomedical Corp | StatStrip Glucose | 195-0117-22010 | Analyzers, Point-of-Care, Whole Blood, Glucose
| Quidel Corp. | Sofia 2 | 29102644 | Analyzers, Laboratory, Immunoassay, Fluorimetric
| Quidel Corp. | Sofia 2 | 29102676 | Analyzers, Laboratory, Immunoassay, Fluorimetric
| Quidel Corp. | Sofia 2 | 29102647 | Analyzers, Laboratory, Immunoassay, Fluorimetric
| Quidel Corp. | Sofia 2 | 29102704 | Analyzers, Laboratory, Immunoassay, Fluorimetric
| Nova Biomedical Corp | StatStrip Glucose | 195071726090 | Analyzers, Point-of-Care, Whole Blood, Glucose
| Nova Biomedical Corp | StatStrip Glucose | 195-0772-24179 | Analyzers, Point-of-Care, Whole Blood, Glucose
| Quidel Corp. | Sofia | 00039153 | Analyzers, Laboratory, Immunoassay, Fluorimetric
B16403 | Nova Biomedical Corp | StatStrip Glucose | 195-0400-21270 | Analyzers, Point-of-Care, Whole Blood, Glucose
| Nova Biomedical Corp | StatStrip Glucose | 195094526002 | Analyzers, Point-of-Care, Whole Blood, Glucose
B41678 | Nova Biomedical Corp | StatStrip Glucose | 195-0489-21270 | Analyzers, Point-of-Care, Whole Blood, Glucose
B41562 | Nova Biomedical Corp | StatStrip Glucose | 195-0041-21208 | Analyzers, Point-of-Care, Whole Blood, Glucose
19415118220 | Nova Biomedical Corp | StatStrip | 19415118220 | Analyzers, Point-of-Care, Whole Blood, Glucose
174020 | Nova Biomedical Corp | StatStrip Glucose | 195-0493-21270 | Analyzers, Point-of-Care, Whole Blood, Glucose
| Nova Biomedical Corp | StatStrip Glucose | 194089622272 | Analyzers, Point-of-Care, Whole Blood, Glucose
| Nova Biomedical Corp | StatStrip Glucose | 21195082126002 | Analyzers, Point-of-Care, Whole Blood, Glucose
Bn30542 | Nova Biomedical Corp | StatStrip Glucose | 194-0076-16209 | Analyzers, Point-of-Care, Whole Blood, Glucose
BS-35674 | Nova Biomedical Corp | StatStrip Glucose | 21194046621006 | Analyzers, Point-of-Care, Whole Blood, Glucose
| Roche Diagnostic Systems Inc | CoaguChek XS | 194-0418-22321 | Analyzers, Point-of-Care, Whole Blood, Coagulation
188954 | Nova Biomedical Corp | StatStrip Glucose | 21195006321103 | Analyzers, Point-of-Care, Whole Blood, Glucose
| Abbott Laboratories Diagnostic Div | Afinion 2 | AF20058773 | Analyzers, Point-of-Care, Whole Blood, Glycated Hemoglobin
| Nova Biomedical Corp | StatStrip Docking Station | 53-0253-23039 | Dock/Battery Chargers
194016516208 | Nova Biomedical Corp | StatStrip | 194016516208 | Analyzers, Point-of-Care, Whole Blood, Glucose
B41558 | Nova Biomedical Corp | StatStrip Glucose | 21195013121208 | Analyzers, Point-of-Care, Whole Blood, Glucose
| Roche Diagnostic Systems Inc | CoaguChek XS | UP02199643 | Analyzers, Point-of-Care, Whole Blood, Coagulation
194018819340 | Nova Biomedical Corp | StatStrip | 194018819340 | Analyzers, Point-of-Care, Whole Blood, Glucose
| Nova Biomedical Corp | StatStrip Glucose | 195011924020 | Analyzers, Point-of-Care, Whole Blood, Glucose
| Nova Biomedical Corp | StatStrip Glucose | 195157724114 | Analyzers, Point-of-Care, Whole Blood, Glucose
B13677 | Abbott Laboratories Diagnostic Div | i-STAT 1 Wireless | 21362570 | Analyzers, Point-of-Care, Whole Blood, Gas/pH/Electrolyte/Metabolite
bs18862 | Siemens Healthcare | CLINITEK Status | 014548 | Analyzers, Laboratory, Urine, Semiautomated
BS29900 | Abbott Laboratories Diagnostic Div | i-STAT 1 Wireless | 21315602 | Analyzers, Point-of-Care, Whole Blood, Gas/pH/Electrolyte/Metabolite
| Nova Biomedical Corp | StatStrip Glucose | 195-0222-23265 | Analyzers, Point-of-Care, Whole Blood, Glucose
BS31908 | Nova Biomedical Corp | StatStrip Glucose | 195-0469-21270 | Analyzers, Point-of-Care, Whole Blood, Glucose
| Abbott Laboratories Diagnostic Div | Afinion 2 | AF20087075 | Analyzers, Point-of-Care, Whole Blood, Glycated Hemoglobin
| Nova Biomedical Corp | StatStrip Docking Station | 53-1451-23033 | Dock/Battery Chargers
6709 | ITC Medical / Hemochron | Hemochron Signature Elite | 6709 | Analyzers, Point-of-Care, Whole Blood, Coagulation
BN30674 | Nova Biomedical Corp | StatStrip Glucose | 194-0149-16209 | Analyzers, Point-of-Care, Whole Blood, Glucose
| Nova Biomedical Corp | StatStrip Glucose | 195080626090 | Analyzers, Point-of-Care, Whole Blood, Glucose
Bn30585 | Nova Biomedical Corp | StatStrip Glucose | 21194013316209 | Analyzers, Point-of-Care, Whole Blood, Glucose
BS-29901 | Abbott Laboratories Diagnostic Div | i-STAT 1 Wireless | 21305577 | Analyzers, Point-of-Care, Whole Blood, Gas/pH/Electrolyte/Metabolite
| Nova Biomedical Corp | StatStrip Glucose | 195004226114 | Analyzers, Point-of-Care, Whole Blood, Glucose
195115618277 | Nova Biomedical Corp | StatStrip Glucose | 195115618277 | Analyzers, Point-of-Care, Whole Blood, Glucose
| Nova Biomedical Corp | StatStrip Glucose | 194081524207 | Analyzers, Point-of-Care, Whole Blood, Glucose
b16611 | Nova Biomedical Corp | StatStrip Glucose | 195-0145-22010 | Analyzers, Point-of-Care, Whole Blood, Glucose
194031416209 | Nova Biomedical Corp | StatStrip Glucose | 194031416209 | Analyzers, Point-of-Care, Whole Blood, Glucose
B38038 | Nova Biomedical Corp | StatStrip Docking Station | 2153034720176 | Dock/Battery Chargers
| Nova Biomedical Corp | StatStrip Glucose | 195-1571-24114 | Analyzers, Point-of-Care, Whole Blood, Glucose
158793 | Quidel Corp. | Sofia | 00022963 | Analyzers, Laboratory, Immunoassay, Fluorimetric
B13466 | Abbott Laboratories Diagnostic Div | i-STAT 1 Wireless | 21369039 | Analyzers, Point-of-Care, Whole Blood, Gas/pH/Electrolyte/Metabolite
BN27765 | Alere | Afinion AS100 | AS0041553 | Analyzers, Point-of-Care, Whole Blood, Glycated Hemoglobin
195000721103 | Nova Biomedical Corp | StatStrip Glucose | 195000721103 | Analyzers, Point-of-Care, Whole Blood, Glucose
195010822010 | Nova Biomedical Corp | StatStrip Glucose | 195010822010 | Analyzers, Point-of-Care, Whole Blood, Glucose
BS23690 | Alere | Afinion AS100 | AS0041504 | Analyzers, Point-of-Care, Whole Blood, Glycated Hemoglobin
194027416209 | Nova Biomedical Corp | StatStrip | 194027416209 | Analyzers, Point-of-Care, Whole Blood, Glucose
| Nova Biomedical Corp | StatStrip Glucose | 195-0724-23152 | Analyzers, Point-of-Care, Whole Blood, Glucose
| Abbott Laboratories Diagnostic Div | Afinion 2 | AF20060686 | Analyzers, Point-of-Care, Whole Blood, Glycated Hemoglobin
164549 | Nova Biomedical Corp | StatStrip | 195-0121-22319 | Analyzers, Point-of-Care, Whole Blood, Glucose
| Nova Biomedical Corp | StatStrip Glucose | 195115525093 | Analyzers, Point-of-Care, Whole Blood, Glucose
| Roche Diagnostic Systems Inc | CoaguChek XS | UP0861793 | Analyzers, Point-of-Care, Whole Blood, Coagulation
195048821270 | Nova Biomedical Corp | StatStrip Glucose | 195048821270 | Analyzers, Point-of-Care, Whole Blood, Glucose
B16410 | Nova Biomedical Corp | StatStrip Glucose | 195-0458-21270 | Analyzers, Point-of-Care, Whole Blood, Glucose
| Nova Biomedical Corp | StatStrip Glucose | 21194000425044 | Analyzers, Point-of-Care, Whole Blood, Glucose
BN30551 | Nova Biomedical Corp | StatStrip Glucose | 194-0142-16208 | Analyzers, Point-of-Care, Whole Blood, Glucose
B16396 | Nova Biomedical Corp | StatStrip Glucose | 195043421270 | Analyzers, Point-of-Care, Whole Blood, Glucose
| Nova Biomedical Corp | StatStrip Glucose | 195001124337 | Analyzers, Point-of-Care, Whole Blood, Glucose
B11240 | Nova Biomedical Corp | StatStrip Docking Station | 53-0870-17201 | Dock/Battery Chargers
| Abbott Laboratories Diagnostic Div | Afinion 2 | AF20081305 | Analyzers, Point-of-Care, Whole Blood, Glycated Hemoglobin
4584 | ITC Medical / Hemochron | Hemochron Signature Elite | 4584 | Analyzers, Point-of-Care, Whole Blood, Coagulation
bs20859 | Alere | Afinion AS100 | AS0045214 | Analyzers, Point-of-Care, Whole Blood, Glycated Hemoglobin
195024520349 | Nova Biomedical Corp | StatStrip Glucose | 195024520349 | Analyzers, Point-of-Care, Whole Blood, Glucose
| Nova Biomedical Corp | StatStrip Glucose | 194055525093 | Analyzers, Point-of-Care, Whole Blood, Glucose
Bn30547 | Nova Biomedical Corp | StatStrip Glucose | 194-0085-16208 | Analyzers, Point-of-Care, Whole Blood, Glucose
166777 | Nova Biomedical Corp | StatStrip Glucose | 21195048321270 | Analyzers, Point-of-Care, Whole Blood, Glucose
B16360 | Nova Biomedical Corp | StatStrip Glucose | 195-0063-22010 | Analyzers, Point-of-Care, Whole Blood, Glucose
| Nova Biomedical Corp | StatStrip Glucose | 195-0697-23152 | Analyzers, Point-of-Care, Whole Blood, Glucose
| Nova Biomedical Corp | StatStrip Glucose | 195025724284 | Analyzers, Point-of-Care, Whole Blood, Glucose
| Quidel Corp. | Sofia | 00039176 | Analyzers, Laboratory, Immunoassay, Fluorimetric
| Abbott Laboratories Diagnostic Div | Afinion 2 | AF20059824 | Analyzers, Point-of-Care, Whole Blood, Glycated Hemoglobin
BN30618 | Nova Biomedical Corp | StatStrip | 194-0190-16208 | Analyzers, Point-of-Care, Whole Blood, Glucose
194050817340 | Nova Biomedical Corp | StatStrip Glucose | 194050817340 | Analyzers, Point-of-Care, Whole Blood, Glucose
BN27764 | Alere | Afinion AS100 | AS0041091 | Analyzers, Point-of-Care, Whole Blood, Glycated Hemoglobin
195099619231 | Nova Biomedical Corp | StatStrip Glucose | 195066819231 | Analyzers, Point-of-Care, Whole Blood, Glucose
| Nova Biomedical Corp | StatStrip Glucose | 195070924025 | Analyzers, Point-of-Care, Whole Blood, Glucose
194013516208 | Nova Biomedical Corp | StatStrip | 194013516208 | Analyzers, Point-of-Care, Whole Blood, Glucose
bs18843 | Quidel Corp. | Sofia | 00014453 | Analyzers, Laboratory, Immunoassay, Fluorimetric
B13470 | Abbott Laboratories Diagnostic Div | i-STAT 1 Wireless | 21333640 | Analyzers, Point-of-Care, Whole Blood, Gas/pH/Electrolyte/Metabolite
B16627 | Nova Biomedical Corp | StatStrip Glucose | 194-1152-22004 | Analyzers, Point-of-Care, Whole Blood, Glucose
B18333 | Nova Biomedical Corp | StatStrip Xpress 2 | 196-0116-21208 | Analyzers, Point-of-Care, Whole Blood, Glucose
BN30621 | Nova Biomedical Corp | StatStrip Glucose | 194-0296-16209 | Analyzers, Point-of-Care, Whole Blood, Glucose
| Nova Biomedical Corp | StatStrip Glucose | 195-0139-23265 | Analyzers, Point-of-Care, Whole Blood, Glucose
BS34592 | Abbott Laboratories Diagnostic Div | i-STAT 1 Wireless | 21338748 | Analyzers, Point-of-Care, Whole Blood, Gas/pH/Electrolyte/Metabolite
| Nova Biomedical Corp | StatStrip Glucose | 194-0964-23075 | Analyzers, Point-of-Care, Whole Blood, Glucose
1621015 | Nova Biomedical Corp | StatStrip Glucose | 21195007021103 | Analyzers, Point-of-Care, Whole Blood, Glucose
164540 | Nova Biomedical Corp | StatStrip | 195-0085-22319 | Analyzers, Point-of-Care, Whole Blood, Glucose
1406138 | Nova Biomedical Corp | StatStrip Glucose | 195-0256-21054 | Analyzers, Point-of-Care, Whole Blood, Glucose
BN28717 | Alere | Afinion AS100 | ASOO41492 | Analyzers, Point-of-Care, Whole Blood, Glycated Hemoglobin
BN30624 | Nova Biomedical Corp | StatStrip | 194-0232-16208 | Analyzers, Point-of-Care, Whole Blood, Glucose
195103019141 | Nova Biomedical Corp | StatStrip | 195103019141 | Analyzers, Point-of-Care, Whole Blood, Glucose
bs18838 | Quidel Corp. | Sofia | 00014424 | Analyzers, Laboratory, Immunoassay, Fluorimetric
189434 | Nova Biomedical Corp | StatStrip Glucose | 195-1242-22097 | Analyzers, Point-of-Care, Whole Blood, Glucose
189424 | Nova Biomedical Corp | StatStrip Glucose | 195-1246-22097 | Analyzers, Point-of-Care, Whole Blood, Glucose
BS30345 | Alere | Afinion AS100 | ASOO41463 | Analyzers, Point-of-Care, Whole Blood, Glycated Hemoglobin
BN30595 | Nova Biomedical Corp | StatStrip Glucose | 194-0230-16209 | Analyzers, Point-of-Care, Whole Blood, Glucose
| Nova Biomedical Corp | StatStrip Glucose | 195-0338-23067 | Analyzers, Point-of-Care, Whole Blood, Glucose
Bn30535 | Nova Biomedical Corp | StatStrip Glucose | 2119401251 | Analyzers, Point-of-Care, Whole Blood, Glucose
| Nova Biomedical Corp | StatStrip Glucose | 195191724250 | Analyzers, Point-of-Care, Whole Blood, Glucose
| Nova Biomedical Corp | StatStrip Glucose | 195-0690-23152 | Analyzers, Point-of-Care, Whole Blood, Glucose
B16397 | Nova Biomedical Corp | StatStrip Glucose | 195-0469-21270 | Analyzers, Point-of-Care, Whole Blood, Glucose
BS34636 | Quidel Corp. | Sofia | 24932 | Analyzers, Laboratory, Immunoassay, Fluorimetric
BN30582 | Nova Biomedical Corp | StatStrip Glucose | 194031416209 | Analyzers, Point-of-Care, Whole Blood, Glucose
194012116209 | Nova Biomedical Corp | StatStrip | 194012116209 | Analyzers, Point-of-Care, Whole Blood, Glucose
| Nova Biomedical Corp | StatStrip Glucose | 195094426002 | Analyzers, Point-of-Care, Whole Blood, Glucose
| Nova Biomedical Corp | StatStrip Glucose | 194135323348 | Analyzers, Point-of-Care, Whole Blood, Glucose
bs22977 | Quidel Corp. | Sofia 2 | 00014368 | Analyzers, Laboratory, Immunoassay, Fluorimetric
BN26805 | Siemens Healthcare | CLINITEK Status | 277690 | Analyzers, Laboratory, Urine, Semiautomated
B16392 | Nova Biomedical Corp | StatStrip Glucose | 195-0496-21270 | Analyzers, Point-of-Care, Whole Blood, Glucose
194089721028 | Nova Biomedical Corp | StatStrip Glucose | 194089721028 | Analyzers, Point-of-Care, Whole Blood, Glucose
| Nova Biomedical Corp | StatStrip Glucose | 195156024114 | Analyzers, Point-of-Care, Whole Blood, Glucose
| Nova Biomedical Corp | StatStrip Glucose | 195011226114 | Analyzers, Point-of-Care, Whole Blood, Glucose
| Abbott Laboratories Diagnostic Div | Afinion 2 | AF20003835 | Analyzers, Point-of-Care, Whole Blood, Glycated Hemoglobin
| Nova Biomedical Corp | StatStrip Glucose | 195076126002 | Analyzers, Point-of-Care, Whole Blood, Glucose
B13467 | Abbott Laboratories Diagnostic Div | i-STAT 1 Wireless | 21362545 | Analyzers, Point-of-Care, Whole Blood, Gas/pH/Electrolyte/Metabolite
195032720291 | Nova Biomedical Corp | StatStrip Glucose | 195-0327-20291 | Analyzers, Point-of-Care, Whole Blood, Glucose
161104 | Nova Biomedical Corp | StatStrip Glucose | 195-0496-21270 | Analyzers, Point-of-Care, Whole Blood, Glucose
| Abbott Laboratories Diagnostic Div | Afinion 2 | AF20034882 | Analyzers, Point-of-Care, Whole Blood, Glycated Hemoglobin
| Nova Biomedical Corp | StatStrip Glucose | 195029324269 | Analyzers, Point-of-Care, Whole Blood, Glucose
bs18845 | Quidel Corp. | Sofia 2 | 00014534 | Analyzers, Laboratory, Immunoassay, Fluorimetric
BS23594 | Nova Biomedical Corp | StatStrip Glucose | 194019416209 | Analyzers, Point-of-Care, Whole Blood, Glucose
194013716209 | Nova Biomedical Corp | StatStrip Glucose | 194013716209 | Analyzers, Point-of-Care, Whole Blood, Glucose
BL33192 | Nova Biomedical Corp | StatStrip | 195031322180 | Analyzers, Point-of-Care, Whole Blood, Glucose
194006516209 | Nova Biomedical Corp | StatStrip Glucose | 194006516209 | Analyzers, Point-of-Care, Whole Blood, Glucose
BS31029 | Alere | Afinion AS100 | AS0041115 | Analyzers, Point-of-Care, Whole Blood, Glycated Hemoglobin
| Nova Biomedical Corp | StatStrip Glucose | 195005626114 | Analyzers, Point-of-Care, Whole Blood, Glucose
AS0041090 | Alere | Afinion AS100 | AS0041090 | Analyzers, Point-of-Care, Whole Blood, Glycated Hemoglobin
| Nova Biomedical Corp | StatStrip Glucose | 195032025188 | Analyzers, Point-of-Care, Whole Blood, Glucose
BS31837 | Quidel Corp. | Sofia | 38614 | Analyzers, Laboratory, Immunoassay, Fluorimetric
B16401 | Nova Biomedical Corp | StatStrip Glucose | 195-0449-21270 | Analyzers, Point-of-Care, Whole Blood, Glucose
B41555 | Nova Biomedical Corp | StatStrip Glucose | 21195001121208 | Analyzers, Point-of-Care, Whole Blood, Glucose
1610778 | Nova Biomedical Corp | StatStrip Glucose | 21195024421054 | Analyzers, Point-of-Care, Whole Blood, Glucose
| Nova Biomedical Corp | StatStrip Glucose | 195080426002 | Analyzers, Point-of-Care, Whole Blood, Glucose
155602 | Ohio Medical Corporation | Intermittent/Continuous Vacuum Regulator | JGGR13131 | Regulators, Suction
| Nova Biomedical Corp | StatStrip Glucose | 195010624337 | Analyzers, Point-of-Care, Whole Blood, Glucose
B18305 | Abbott Laboratories Diagnostic Div | ID NOW | 1A758F1B | Analyzers, Laboratory, Molecular Assay, Infectious Microorganism
195003022010 | Nova Biomedical Corp | StatStrip Glucose | 195003022010 | Analyzers, Point-of-Care, Whole Blood, Glucose
| Nova Biomedical Corp | StatStrip Glucose | 195069326090 | Analyzers, Point-of-Care, Whole Blood, Glucose
B13465 | Abbott Laboratories Diagnostic Div | i-STAT 1 Wireless | 21374952 | Analyzers, Point-of-Care, Whole Blood, Gas/pH/Electrolyte/Metabolite
B13475 | Abbott Laboratories Diagnostic Div | i-STAT 1 | 360228 | Analyzers, Point-of-Care, Whole Blood, Gas/pH/Electrolyte/Metabolite
195091320231 | Nova Biomedical Corp | StatStrip Glucose | 195091320231 | Analyzers, Point-of-Care, Whole Blood, Glucose
BS28426 | Siemens Healthcare | CLINITEK Status | 300430 | Analyzers, Laboratory, Urine, Semiautomated
BS28423 | Siemens Healthcare | CLINITEK Status+ | ST530078 | Analyzers, Laboratory, Urine, Semiautomated
bs23719 | Roche Diagnostic Systems Inc | CoaguChek XS | up1224313 | Analyzers, Point-of-Care, Whole Blood, Coagulation
BS28420 | Siemens Healthcare | CLINITEK Status | 302281 | Analyzers, Laboratory, Urine, Semiautomated
| Quidel Corp. | Sofia | 00039308 | Analyzers, Laboratory, Immunoassay, Fluorimetric
B16359 | Nova Biomedical Corp | StatStrip Glucose | 195-0094-22010 | Analyzers, Point-of-Care, Whole Blood, Glucose
1621047 | Nova Biomedical Corp | StatStrip Glucose | 21195002721208 | Analyzers, Point-of-Care, Whole Blood, Glucose
B44227 | Welch Allyn Inc | Wall Sphygmomanometer | 071019141204 | Sphygmomanometers, Aneroid
BS29897 | Abbott Laboratories Diagnostic Div | i-STAT 1 Wireless | 21314883 | Analyzers, Point-of-Care, Whole Blood, Gas/pH/Electrolyte/Metabolite
194051419162 | Nova Biomedical Corp | StatStrip Glucose | 194051419162 | Analyzers, Point-of-Care, Whole Blood, Glucose
BS28427 | Siemens Healthcare | CLINITEK Status | 300404 | Analyzers, Laboratory, Urine, Semiautomated
B44101 | Welch Allyn Inc | Wall Sphygmomanometer | 071019173028 | Sphygmomanometers, Aneroid
BN26559 | Quidel Corp. | Sofia | 00023085 | Analyzers, Laboratory, Immunoassay, Fluorimetric
B23379 | Welch Allyn Inc | CE0050 | 050506170023 | Sphygmomanometers, Aneroid
BS18178 | Abbott Laboratories Diagnostic Div | i-STAT 1 Wireless | 307388 | Analyzers, Point-of-Care, Whole Blood, Gas/pH/Electrolyte/Metabolite
B18304 | Abbott Laboratories Diagnostic Div | ID NOW | 7F8D8F1B | Analyzers, Laboratory, Molecular Assay, Infectious Microorganism
176344 | THERMO SCIENTIFIC | Digital Tube Rocker | M4CT82017015 | Laboratory Rotators
BN30558 | Nova Biomedical Corp | StatStrip | 21194006116209 | Analyzers, Point-of-Care, Whole Blood, Glucose
1610826 | Welch Allyn Inc | Wall Sphygmomanometer | 201104165905 | Sphygmomanometers, Aneroid
195001521208 | Nova Biomedical Corp | StatStrip Glucose | 195001521208 | Analyzers, Point-of-Care, Whole Blood, Glucose
| Nova Biomedical Corp | StatStrip Glucose | 195089526002 | Analyzers, Point-of-Care, Whole Blood, Glucose
BS18834 | Quidel Corp. | Sofia | 00014437 | Analyzers, Laboratory, Immunoassay, Fluorimetric
| Nova Biomedical Corp | StatStrip Glucose | 195168225176 | Analyzers, Point-of-Care, Whole Blood, Glucose
BS-34215 | Zonare Medical Systems, Inc. | L10-5 | 12317LX121F | Transducers, Ultrasonic
B13584 | Alere | Afinion AS100 | AS0031082 | Analyzers, Point-of-Care, Whole Blood, Glycated Hemoglobin
| Quidel Corp. | Sofia | 00038872 | Analyzers, Laboratory, Immunoassay, Fluorimetric
| Nova Biomedical Corp | StatStrip Glucose | 195009124337 | Analyzers, Point-of-Care, Whole Blood, Glucose
336866 | Abbott Laboratories Diagnostic Div | i-STAT 1 | 336866 | Analyzers, Point-of-Care, Whole Blood, Gas/pH/Electrolyte/Metabolite
| Nova Biomedical Corp | StatStrip Glucose | 195026425188 | Analyzers, Point-of-Care, Whole Blood, Glucose
BS32176 | Nova Biomedical Corp | StatStrip Glucose | 21195066819340 | Analyzers, Point-of-Care, Whole Blood, Glucose
bn26495 | Alere | Afinion AS100 | as0041095 | Analyzers, Point-of-Care, Whole Blood, Glycated Hemoglobin
bs34809 | Nova Biomedical Corp | StatStrip | 195-0799-20231 | Analyzers, Point-of-Care, Whole Blood, Glucose
BN26576 | Quidel Corp. | Sofia | 00014367 | Analyzers, Laboratory, Immunoassay, Fluorimetric
| Quidel Corp. | Sofia | 00038688 | Analyzers, Laboratory, Immunoassay, Fluorimetric
| Nova Biomedical Corp | StatStrip Glucose | 195075026002 | Analyzers, Point-of-Care, Whole Blood, Glucose
B16616 | Nova Biomedical Corp | StatStrip Glucose | 195-0093-22010 | Analyzers, Point-of-Care, Whole Blood, Glucose
B16350 | Abbott Laboratories Diagnostic Div | ID NOW | 3021E81C | Analyzers, Laboratory, Molecular Assay, Infectious Microorganism
B41546 | Nova Biomedical Corp | StatStrip Glucose | 195-0034-21208 | Analyzers, Point-of-Care, Whole Blood, Glucose
| Quidel Corp. | Sofia 2 | 25017033 | Analyzers, Laboratory, Immunoassay, Fluorimetric
1940087119127 | Nova Biomedical Corp | StatStrip Glucose | 194008719127 | Analyzers, Point-of-Care, Whole Blood, Glucose
B16353 | Abbott Laboratories Diagnostic Div | ID NOW | 1463E81C | Analyzers, Laboratory, Molecular Assay, Infectious Microorganism
| Roche Diagnostic Systems Inc | CoaguChek XS | UP 02137733 | Analyzers, Point-of-Care, Whole Blood, Coagulation
| Nova Biomedical Corp | StatStrip Glucose | 195067926002 | Analyzers, Point-of-Care, Whole Blood, Glucose
195027821054 | Nova Biomedical Corp | StatStrip Glucose | 195027821054 | Analyzers, Point-of-Care, Whole Blood, Glucose
| Nova Biomedical Corp | StatStrip Glucose | 195002526114 | Analyzers, Point-of-Care, Whole Blood, Glucose
BS26539 | Alere | Afinion AS100 | AS0035930 | Analyzers, Point-of-Care, Whole Blood, Glycated Hemoglobin
194060017340 | Nova Biomedical Corp | StatStrip Glucose | 194060017340 | Analyzers, Point-of-Care, Whole Blood, Glucose
| Nova Biomedical Corp | StatStrip Glucose | 195014226114 | Analyzers, Point-of-Care, Whole Blood, Glucose
| Quidel Corp. | Sofia | 00039042 | Analyzers, Laboratory, Immunoassay, Fluorimetric
B16399 | Nova Biomedical Corp | StatStrip Glucose | 195-0478-21270 | Analyzers, Point-of-Care, Whole Blood, Glucose
| Siemens Healthcare | CLINITEK Status+ | 264481 | Analyzers, Laboratory, Urine, Semiautomated
| Nova Biomedical Corp | StatStrip Glucose | 195176125176 | Analyzers, Point-of-Care, Whole Blood, Glucose
194019916209 | Nova Biomedical Corp | StatStrip Glucose | 194019916209 | Analyzers, Point-of-Care, Whole Blood, Glucose
BS-35669 | Nova Biomedical Corp | StatStrip Glucose | 21194049921006 | Analyzers, Point-of-Care, Whole Blood, Glucose
| Abbott Laboratories Diagnostic Div | Afinion 2 | AF20074610 | Analyzers, Point-of-Care, Whole Blood, Glycated Hemoglobin
BS11771 | Instrumentation Laboratory | AVOXimeter 4000 | 41370 | Oximeters/Co-Oximeters, In Vitro
BN30591 | Nova Biomedical Corp | StatStrip Glucose | 194-0115-16208 | Analyzers, Point-of-Care, Whole Blood, Glucose
| Nova Biomedical Corp | StatStrip Glucose | 195150824114 | Analyzers, Point-of-Care, Whole Blood, Glucose
B16612 | Nova Biomedical Corp | StatStrip Glucose | 195-0119-22010 | Analyzers, Point-of-Care, Whole Blood, Glucose
| Nova Biomedical Corp | StatStrip Glucose | 195023824284 | Analyzers, Point-of-Care, Whole Blood, Glucose
b32786 | Nova Biomedical Corp | StatStrip Glucose | 195-0564-21054 | Analyzers, Point-of-Care, Whole Blood, Glucose
| Nova Biomedical Corp | StatStrip Glucose | 195044424284 | Analyzers, Point-of-Care, Whole Blood, Glucose
| Abbott Laboratories Diagnostic Div | Afinion 2 | AF20056059 | Analyzers, Point-of-Care, Whole Blood, Glycated Hemoglobin
B18268 | Abbott Laboratories Diagnostic Div | i-STAT 1 Wireless | 21371158 | Analyzers, Point-of-Care, Whole Blood, Gas/pH/Electrolyte/Metabolite
BS26779 | Nova Biomedical Corp | StatStrip Glucose | 195-0400-17303 | Analyzers, Point-of-Care, Whole Blood, Glucose
| Nova Biomedical Corp | StatStrip Glucose | 195083526002 | Analyzers, Point-of-Care, Whole Blood, Glucose
161103 | Nova Biomedical Corp | StatStrip Glucose | 195-0435-21270 | Analyzers, Point-of-Care, Whole Blood, Glucose
| Nova Biomedical Corp | StatStrip Glucose | 195082926002 | Analyzers, Point-of-Care, Whole Blood, Glucose
164514 | Nova Biomedical Corp | StatStrip | 194-0524-19350 | Analyzers, Point-of-Care, Whole Blood, Glucose
Bn30586 | Nova Biomedical Corp | StatStrip | 21194011216209 | Analyzers, Point-of-Care, Whole Blood, Glucose
BN30505 | Nova Biomedical Corp | StatStrip Glucose | 194-0234-16209 | Analyzers, Point-of-Care, Whole Blood, Glucose
BN26590 | Quidel Corp. | Sofia | 00014523 | Analyzers, Laboratory, Immunoassay, Fluorimetric
BS30353 | Alere | Afinion AS100 | ASOO41559 | Analyzers, Point-of-Care, Whole Blood, Glycated Hemoglobin
194027716209 | Nova Biomedical Corp | StatStrip Glucose | 194027716209 | Analyzers, Point-of-Care, Whole Blood, Glucose
BS31135 | Siemens Healthcare | CLINITEK Status | 299768 | Analyzers, Laboratory, Urine, Semiautomated
| Nova Biomedical Corp | StatStrip Glucose | 195-0802-23152 | Analyzers, Point-of-Care, Whole Blood, Glucose
19060 | ITC Medical / Hemochron | Hemochron Signature Elite | 19060 | Analyzers, Point-of-Care, Whole Blood, Coagulation
23257 | Quidel Corp. | Sofia | 23257 | Analyzers, Laboratory, Immunoassay, Fluorimetric
162403 | Nova Biomedical Corp | StatStrip Glucose | 21195004421208 | Analyzers, Point-of-Care, Whole Blood, Glucose
BS27742 | Nova Biomedical Corp | StatStrip Glucose | 195-1156-18277 | Analyzers, Point-of-Care, Whole Blood, Glucose
| Quidel Corp. | Sofia | 00038674 | Analyzers, Laboratory, Immunoassay, Fluorimetric
| Nova Biomedical Corp | StatStrip Glucose | 195070326002 | Analyzers, Point-of-Care, Whole Blood, Glucose
| Quidel Corp. | Sofia | 00038683 | Analyzers, Laboratory, Immunoassay, Fluorimetric
BN25779 | Siemens Healthcare | CLINITEK Status | 217915 | Analyzers, Laboratory, Urine, Semiautomated
BS33473 | THERMO SCIENTIFIC | Sorvall ST 8R | 42548091 | Centrifuges, Tabletop, High-Speed, Refrigerated
BS28430 | Siemens Healthcare | CLINITEK Status | 030422 | Analyzers, Laboratory, Urine, Semiautomated
A61620 | BD | Alaris Pump Module | 16309727 | Infusion Pumps, Multitherapy
BS18808 | Sartorius Corp | M-Prove | 28855745 | Balances, Electronic, Precision
BS20046 | Leica Inc Microscopy and Scientific Instruments Di | CM1860 | 3458 | Microtomes, Cryostat
BS26924 | Sartorius Corp | Entris | 23050006 | Balances, Electronic, Precision
BS23277 | Leica Inc Microscopy and Scientific Instruments Di | CM1860 | 2031 | Microtomes, Cryostat
BS33436 | THERMO SCIENTIFIC | Sorvall ST 16R | 42545246 | Centrifuges, Tabletop, High-Speed
| DRUCKER DIAGNOSTICS | DASH Apex 12 | 240902AB323 | Centrifuges, Tabletop, Low-Speed
BS31826 | bioMerieux, Inc | VIDAS 3 | VN06208 | Analyzers, Laboratory, Immunoassay, Fluorimetric
BN2689 | Scientific Industries | Vortex-Genie 2 | 163984 | Shaker/Orbiters, Laboratory
BS18545 | Beckman Coulter Inc | StatSpin CytoFuge 12 | 1410M80200326 | Centrifuges, Tabletop, Low-Speed, Nonrefrigerated, Cytologic
BS34841 | AMETEK Powervar | ABCE800-11 | 5008094R-z01653 | Power Systems, Electrical, Uninterruptible
BS31825 | bioMerieux, Inc | VIDAS 3 | vn06217 | Analyzers, Laboratory, Immunoassay, Fluorimetric
A57386 | Hettich Instruments, LP. | ROTANTA 460 | Station 2 | Centrifuges, Tabletop, High-Speed
A57387 | Hettich Instruments, LP. | ROTANTA 460 | Station 1 | Centrifuges, Tabletop, High-Speed
JPS Rounds LAB 433650 | Unknown | ROUNDS/MAINTENANCE | JPS Rounds LAB 433650 | Miscellaneous Maintenance
| Bio-Rad Laboratories, Inc. | Geenius Reader | DP4I762306 | Reader/Digitizers, Molecular Assay, Microarray
BS31843 | AMETEK Powervar | Security II UPM | 5006099R-2210004 | Power Systems, Electrical, Uninterruptible
A57385 | Hettich Instruments, LP. | ROTANTA 460 | Station 3 | Centrifuges, Tabletop, High-Speed
| THERMO SCIENTIFIC | Basic Vortex Mixer | P1CT82011110 | Shaker/Orbiters, Laboratory
BS20828 | IRIS International, Inc. | StatSpin Express 4 | 1611M51005776 | Centrifuges, Tabletop, Low-Speed, Nonrefrigerated
bs34833 | Sysmex Corp of America | XN-10 | 43033 | Analyzers, Laboratory, Hematology, Cell Counting, Automated
BS21864 | Global Focus Marketing & Distribution Ltd. | Silencer S2410E-HZ | 13064403 | Centrifuges, Tabletop, Low-Speed, Nonrefrigerated
B41693 | Siemens Healthcare | Hematek 3000 | 414646 | Slide Stainers, Hematology
| Bio-Rad Laboratories, Inc. | D-100 | DU5B719001 | Analyzers, Laboratory, Blood, Glycated Hemoglobin
BS33471 | THERMO SCIENTIFIC | Sorvall ST 8R | 42548093 | Centrifuges, Tabletop, High-Speed, Refrigerated
bn22152 | Unico | Rock-IT Rocker | T10121101250 | Mixers, Clinical Laboratory
| Bio-Rad Laboratories, Inc. | D-100 | DU5B718902 | Analyzers, Laboratory, Blood, Glycated Hemoglobin
B16386 | bioMerieux, Inc | BACT/ALERT VIRTUO | VRTA-01678 | Analyzers, Laboratory, Microbiology, Blood Culture, Automated
b16388 | bioMerieux, Inc | BACT/ALERT VIRTUO | VRTB-00790 | Analyzers, Laboratory, Microbiology, Blood Culture, Automated
bs34827 | Sysmex Corp of America | SP-50 | 12917 | Slide Stainers, Hematology
BS31841 | Arkray, Inc. | AUTION MAX AX-4030 | 12207010 | Analyzers, Laboratory, Urine, Automated
BS31842 | Beckman Coulter Inc | DxU 840m Iris | 100200 | Analyzers, Laboratory, Urine, Automated
bn15274 | THERMO SCIENTIFIC | Precision GP 281 | 202497 | Baths, Water, Laboratory
bs31846 | Beckman Coulter Inc | DxU 840m Iris | 100205 | Analyzers, Laboratory, Urine, Automated
| Hematek | ESR STAT 6 | 8348 | Analyzers, Laboratory, Hematology, Erythrocyte Sedimentation Rate
| HOLOGIC INC | TLi IQ System | 62706L24D0 | Analyzers, Laboratory, Immunoassay, Photometric, Enzyme (EIA)
BS31845 | Arkray, Inc. | AUTION MAX AX-4030 | 12207009 | Analyzers, Laboratory, Urine, Automated
BS31525 | THERMO SCIENTIFIC | Sorvall ST 16R | 42551691 | Centrifuges, Tabletop, High-Speed
bs34835 | Sysmex Corp of America | XN-10 | 43030 | Analyzers, Laboratory, Hematology, Cell Counting, Automated
A59685 | THERMO SCIENTIFIC | Sorvall ST 8R | 43475761 | Centrifuges, Tabletop, High-Speed, Refrigerated
bn27692 | Fisher Scientific | 1152016SH | c1927110100776 | Hot Plates
bs34826 | Sysmex Corp of America | DI-60 | 62475 | Computer-Aided Detection Systems, Pathology Slide, Blood Cell Classification
BS31520 | Advanced Instruments Inc | Osmo1 | 19081174B | Osmometers, Freezing Point
| Benchmark Scientific | MyBlock L | 106-16031-23100015 | Warming/Cooling Units, Laboratory
B16624 | Fisher Scientific | accuSpin 24C | 724021000000 | Centrifuges, Tabletop, Low-Speed, Nonrefrigerated
bs34839 | Sysmex Corp of America | LC2 | multiple units - spreadsheet attached to | Controllers
BS33496 | THERMO SCIENTIFIC | Sorvall ST 16R | 42549515 | Centrifuges, Tabletop, High-Speed
| THERMO FISHER SCIENTIFIC | Sorvall Legend Micro 17 | 43473683 | Centrifuges, Tabletop, High-Speed
BS30819 | HOLOGIC INC | TLi IQ System | 1869 | Analyzers, Laboratory, Immunoassay, Photometric, Enzyme (EIA)
A57395 | Eaton Corporation | Eaton 9PX | PA25R41NP1 | Power Systems, Electrical, Uninterruptible
| Eaton Corporation | Eaton 9PX | PA25R41NV3 | Power Systems, Electrical, Uninterruptible
| Eaton Corporation | Eaton 9PX | PA25R41NV7 | Power Systems, Electrical, Uninterruptible
| Eaton Corporation | Eaton 9PX | PA25R41NV1 | Power Systems, Electrical, Uninterruptible
| Eaton Corporation | Eaton 9PX | PA25R41NV4 | Power Systems, Electrical, Uninterruptible
| Eaton Corporation | Eaton 9PX | PA25R41NV0 | Power Systems, Electrical, Uninterruptible
| Eaton Corporation | Eaton 9PX | PA25R41NV5 | Power Systems, Electrical, Uninterruptible
| Eaton Corporation | Eaton 9PX | PA25R41NV2 | Power Systems, Electrical, Uninterruptible
| Haag-Streit Group USA | BP 900 | 00297 | Slit Lamps
BS28428 | Siemens Healthcare | CLINITEK Status | 298863 | Analyzers, Laboratory, Urine, Semiautomated
BN25889 | Siemens Healthcare | CLINITEK Status | 236006 | Analyzers, Laboratory, Urine, Semiautomated
BS21197 | Siemens Healthcare | CLINITEK Status | 68392 | Analyzers, Laboratory, Urine, Semiautomated
BS21195 | Siemens Healthcare | CLINITEK Status | 68386 | Analyzers, Laboratory, Urine, Semiautomated
| GE Healthcare | Entropy Module | 6067566 | Physiologic Monitoring Modules, Neurology, Level-of-Consciousness, Entropy
B27770 | GE Healthcare | Entropy Module | 6064309 | Physiologic Monitoring Modules, Neurology, Level-of-Consciousness, Entropy
BS21530/A36156 | Philips Medical Systems Cardiac and Monitoring Syste | HeartStart FRx | B10K-01438 | Defibrillators, External, Automated
BS25608 | GE Healthcare | NMT Module | SJC17370033HA | Physiologic Monitor Modules, Multiparameter
BS25889 | GE Healthcare | NMT Module | SJC17370032HA | Physiologic Monitor Modules, Multiparameter
BS25609 | GE Healthcare | NMT Module | SJC17360051HA | Physiologic Monitor Modules, Multiparameter
BS21521 / A36151 | Philips Medical Systems Cardiac and Monitoring Syste | HeartStart FRx | B10K-01331 | Defibrillators, External, Automated
BS25888 | GE Healthcare | NMT Module | SJC17360054HA | Physiologic Monitor Modules, Multiparameter
B27771 | Datex-Ohmeda | NMT Module | 6020707 | Physiologic Monitor Modules, Multiparameter
B11800 | Datex-Ohmeda | NMT Module | 6020705 | Physiologic Monitor Modules, Multiparameter
B38512 | Datex-Ohmeda | NMT Module | 6081752 | Physiologic Monitor Modules, Multiparameter
BS25606 | GE Healthcare | NMT Module | SJC17360048HA | Physiologic Monitor Modules, Multiparameter
A59263 | Welch Allyn Inc | ELI 380 | 124460000121 | Electrocardiographs, Multichannel, Interpretive
BS25610 | GE Healthcare | NMT Module | SJC17360053HA | Physiologic Monitor Modules, Multiparameter
| GE Healthcare | Entropy Module | 6374936 | Physiologic Monitoring Modules, Neurology, Level-of-Consciousness, Entropy
B41731 | Welch Allyn Inc | Connex Vital Signs Monitor 6000 Series | 100044653515 | Monitors, Physiologic, Vital Signs
BS31836 | Welch Allyn Inc | Green Series 777 Wall Transformer | NSN | Transformers, Constant Voltage
BS26577 / 08W | GE Healthcare | CARESCAPE Monitor B450 | SNE17341086HA | Monitoring Systems, Physiologic
BS21519 / A36147 | Philips Medical Systems Cardiac and Monitoring Syste | HeartStart FRx | B10K-01076 | Defibrillators, External, Automated
BS21531/A36157 | Philips Medical Systems Cardiac and Monitoring Syste | HeartStart FRx | B10K-01249 | Defibrillators, External, Automated
B32137 | GE Healthcare | Entropy Module | 5192624 | Physiologic Monitoring Modules, Neurology, Level-of-Consciousness, Entropy
| GE Healthcare | NMT Module | 7125569 | Physiologic Monitor Modules, Multiparameter
B38048 | Datex-Ohmeda | NMT Module | 6145635 | Physiologic Monitor Modules, Multiparameter
B32136 | Datex-Ohmeda | NMT Module | 6081790 | Physiologic Monitor Modules, Multiparameter
BS26550 / 06W | GE Healthcare | CARESCAPE Monitor B450 | SNE17341082HA | Monitoring Systems, Physiologic
BS34928 | Huntleigh Healthcare | Dopplex D900 | 21900LX16699620 | Detectors, Blood Flow, Ultrasonic
BS26660 | GE Healthcare | CARESCAPE PDM Patient Data Module | SA317360411SA | Physiologic Monitor Modules, Multiparameter
| Huntleigh Healthcare | Dopplex D900 | D900110731325 | Detectors, Blood Flow, Ultrasonic
BS21517/A36145 | Philips Medical Systems Cardiac and Monitoring Syste | HeartStart FRx | B10K-01424 | Defibrillators, External, Automated
BS30063 | Zoll Medical Corp | R Series PLUS | AF19A090785 | Defibrillators, External, Automated
| Tripp Lite | SmartPro 120V 1.5kVA 1.35kW Line-Interactive Sine Wave UPS | 3211GYOSM820601210 | Power Systems, Electrical, Uninterruptible
B41449 | GE Healthcare | CARESCAPE Monitor B450 | SNT20383015SA | Monitoring Systems, Physiologic
BN16193 / A102651 | Ohio Medical Corporation | Intermittent/Continuous Vacuum Regulator | GFFV09525 | Regulators, Suction
BN26991 | Welch Allyn Inc | SureTemp Plus 692 | 18184949 | Thermometers, Electronic
| Huntleigh Healthcare | Dopplex D900 | D900110725325 | Detectors, Blood Flow, Ultrasonic
B41450 | GE Healthcare | CARESCAPE PDM Patient Data Module | SPX21060407SA | Physiologic Monitor Modules, Multiparameter
| Health-O-Meter Inc | Mechanical Beam Scale | 400262403358W | Scales, Patient, Platform, Mechanical
BS3238 | Welch Allyn Inc | SureTemp Plus 692 | 08222799 | Thermometers, Electronic
BS30122 | Zoll Medical Corp | R Series PLUS | AF19A090782 | Defibrillators, External, Automated
| GE Healthcare | NMT Module | SJC22020006HA | Physiologic Monitor Modules, Multiparameter
BS21524/A36153 | Philips Medical Systems Cardiac and Monitoring Syste | HeartStart FRx | B10K-01198 | Defibrillators, External, Automated
| Allied Healthcare Products, Inc. | G180 OptiVac | NSN | Aspirators, Airway
BN26995 | Welch Allyn Inc | SureTemp Plus 692 | 17470520 | Thermometers, Electronic
A109931 / AHU05-44 | GE Healthcare | CARESCAPE B450 | SNT22452078SA | Monitors, Physiologic, Multipurpose, Bedside, Modular
BN18277 | Precision Medical Inc | PM3300 | 135066 | Regulators, Suction
B16091 | GE Healthcare | CARESCAPE PDM Patient Data Module | SPX21060489SA | Physiologic Monitor Modules, Multiparameter
BS26621 | GE Healthcare | CARESCAPE PDM Patient Data Module | SA317360135SA | Physiologic Monitor Modules, Multiparameter
B30018 | Quincy Lab | ReadyBath | MSC5-05362 | Warming Units, Multipurpose
| Allied Healthcare Products, Inc. | G180 OptiVac | NSN | Aspirators, Airway
BN28583 | Ohio Medical Corporation | Push-To-Set Intermittent/Continuous Vacuum Regulator | JGGS19394 | Regulators, Suction
| Lantheus Medical Imaging | VialMix RIFD | 2317400680 | Readers, Microhematocrit
EMD ¦ CS04 | GE Medical Systems | CARESCAPE CENTRAL STATION MAI700 | SKN17360001SA | Monitoring Systems
BN12696 | Ohio Medical Corporation | Intermittent Suction Unit | GEFJ03045 | Regulators, Suction
BS26548 / EMD-02W | GE Healthcare | CARESCAPE Monitor B450 | SNE17341075HA | Monitoring Systems, Physiologic
B41534 | Welch Allyn Inc | Connex Spot Monitor | 100050222221 | Monitors, Physiologic, Vital Signs
| Hill-Rom Services, Inc. | NURSE CALL CONSOLE | NURSE CALL AHU | Hospital Communication Systems, Nurse Call
| Health-O-Meter Inc | Mechanical Beam Scale | 400262403295W | Scales, Patient, Platform, Mechanical
B30034 | Quincy Lab | ReadyBath | MSC5-05383 | Warming Units, Multipurpose
BS26740 | Amvex Corporation | Analog Continuous/Intermittent Vacuum Regulator | VRA08850IP | Regulators, Suction
B41532 | Welch Allyn Inc | Connex Spot Monitor | 100048842121 | Monitors, Physiologic, Vital Signs
BS30123 / A47353 | Zoll Medical Corp | R Series PLUS | AF18L090313 | Defibrillators, External, Automated
B27653 | Datex-Ohmeda | NMT Module | 6168719 | Physiologic Monitor Modules, Multiparameter
| GE Healthcare | CARESCAPE PDM Patient Data Module | SPX22470040SA | Physiologic Monitor Modules, Multiparameter
BN27173 | Natus Medical Inc | IMEXDOP CT+ | CTV10706 | Detectors, Blood Flow, Ultrasonic
| STERIS Corp | Amsco Warming Cabinet | 0410026004 | Warming Units, Multipurpose
BS25611 | GE Healthcare | NMT Module | SJC17360046HA | Physiologic Monitor Modules, Multiparameter
B16808 | Welch Allyn Inc | Connex Spot Monitor | 100048892121 | Monitors, Physiologic, Vital Signs
| Ohio Medical Corporation | PISA | PSAA25685 | Regulators, Suction
| GE Healthcare | CARESCAPE PDM Patient Data Module | SPX22460006SA | Physiologic Monitor Modules, Multiparameter
BS33499 | Welch Allyn Inc | SureTemp Plus 692 | 19246324 | Thermometers, Electronic
B41451 | GE Healthcare | CARESCAPE B450 | SNT21073015SA | Monitors, Physiologic, Multipurpose, Bedside, Modular
B32041 | GE Healthcare | Entropy Module | 6064301 | Physiologic Monitoring Modules, Neurology, Level-of-Consciousness, Entropy
B32160 | GE Healthcare | Entropy Module | 6102444 | Physiologic Monitoring Modules, Neurology, Level-of-Consciousness, Entropy
Bn16197 | Ohio Medical Corporation | Intermittent/Continuous Vacuum Regulator | GFFJ03943 | Regulators, Suction
B41137 | Welch Allyn Inc | SureTemp Plus 690 | 19204510 | Thermometers, Electronic
B18630 | Datex-Ohmeda | NMT Module | 4575158 | Physiologic Monitor Modules, Multiparameter
B42896 | GE Healthcare | Entropy Module | 6044753 | Physiologic Monitoring Modules, Neurology, Level-of-Consciousness, Entropy
BN24163 | Welch Allyn Inc | SureTemp Plus 692 | 13292042 | Thermometers, Electronic
BS34823 | Welch Allyn Inc | SureTemp Plus 692 | 20368381 | Thermometers, Electronic
BS18469 | Welch Allyn Inc | Connex Vital Signs Monitor 6000 Series | 103000540314 | Monitors, Physiologic, Vital Signs
181063 | GE Healthcare | Entropy Module | 6081314 | Physiologic Monitoring Modules, Neurology, Level-of-Consciousness, Entropy
BN20695 | Welch Allyn Inc | SureTemp Plus 690 | 07193124 | Thermometers, Electronic
BS33498 | Welch Allyn Inc | SureTemp Plus 692 | 19246347 | Thermometers, Electronic
B41138 | Welch Allyn Inc | SureTemp Plus 692 | 20410867 | Thermometers, Electronic
BN16196 | Ohio Medical Corporation | Intermittent/Continuous Vacuum Regulator | GFFJ19912 | Regulators, Suction
B32043 | Datex-Ohmeda | NMT Module | 6020706 | Physiologic Monitor Modules, Multiparameter
BS23943 | GE Healthcare | CARESCAPE PDM Patient Data Module | SA315493184SA | Physiologic Monitor Modules, Multiparameter
1377475 | Ohio Medical Corporation | Intermittent/Continuous Vacuum Regulator | PSAZ32950 | Regulators, Suction
BS27946 | Welch Allyn Inc | SureTemp Plus 692 | 19421626 | Thermometers, Electronic
B16671 | Welch Allyn Inc | Connex Spot Monitor | 100023131322 | Monitors, Physiologic, Vital Signs
BS26578 / 09W | GE Healthcare | CARESCAPE Monitor B450 | SNE17341083HA | Monitoring Systems, Physiologic
| Allied Healthcare Products, Inc. | G180 OptiVac | NSN | Aspirators, Airway
| Health-O-Meter Inc | Mechanical Beam Scale | 402332411533W | Scales, Patient, Platform, Mechanical
EMD ¦ CS01 | GE Medical Systems | CARESCAPE CENTRAL STATION MAI700 | SKN17360006SA | Monitoring Systems
BS26665 | GE Healthcare | CARESCAPE PDM Patient Data Module | SA317360421SA | Physiologic Monitor Modules, Multiparameter
BN28573 | Ohio Medical Corporation | Intermittent/Continuous Vacuum Regulator | JGGP17283 | Regulators, Suction
A109932 / AHU05-47 | GE Healthcare | CARESCAPE B450 | SNT22452079SA | Monitors, Physiologic, Multipurpose, Bedside, Modular
A109921 / AHU05-42 | GE Healthcare | CARESCAPE B450 | SNT22452069SA | Monitors, Physiologic, Multipurpose, Bedside, Modular
B41531 | Welch Allyn Inc | Connex Spot Monitor | 100048792121 | Monitors, Physiologic, Vital Signs
B32315 | Ohio Medical Corporation | PISA | PSAZ36619 | Regulators, Suction
A109934 / AHU05-49 | GE Healthcare | CARESCAPE B450 | SNT22452071SA | Monitors, Physiologic, Multipurpose, Bedside, Modular
B13367 | Datex-Ohmeda | NMT Module | 6081787 | Physiologic Monitor Modules, Multiparameter
A56497 | Welch Allyn Inc | ELI 280 | 121100002261 | Electrocardiographs, Multichannel, Interpretive
| American Power Conversion (APC) by Schneider Electric | APC Smart-UPS 750VA 120V | 3S2321X17399 | Power Systems, Electrical, Uninterruptible
A109928 / AHU05-45 | GE Healthcare | CARESCAPE B450 | SNT22452076SA | Monitors, Physiologic, Multipurpose, Bedside, Modular
A59164 | Welch Allyn Inc | Connex Spot Monitor | 100091273822 | Monitors, Physiologic, Vital Signs
BS31957 | Huntleigh Healthcare | Dopplex D900 | 900LX15555919 | Detectors, Blood Flow, Ultrasonic
BS30648 | Zoll Medical Corp | X Series | AR19C039003 | Defibrillators, External, Manual
| Huntleigh Healthcare | Dopplex D900 | D900110513824 | Detectors, Blood Flow, Ultrasonic
B13368 | GE Healthcare | Entropy Module | 6102442 | Physiologic Monitoring Modules, Neurology, Level-of-Consciousness, Entropy
| Allied Healthcare Products, Inc. | G180 OptiVac | NSN | Aspirators, Airway
B41533 | Welch Allyn Inc | Connex Spot Monitor | 100050162121 | Monitors, Physiologic, Vital Signs
BN29145 | Amvex Corporation | Analog Continuous/Intermittent Vacuum Regulator | VRA07562EP | Regulators, Suction
| GE Healthcare | CARESCAPE PDM Patient Data Module | SPX22480323SA | Physiologic Monitor Modules, Multiparameter
A109927 / AHU05-40 | GE Healthcare | CARESCAPE B450 | SNT22452077SA | Monitors, Physiologic, Multipurpose, Bedside, Modular
BS26542 | Ohio Medical Corporation | Intermittent/Continuous Vacuum Regulator | 1610877 | Regulators, Suction
| GE Healthcare | CARESCAPE PDM Patient Data Module | SPX22480302SA | Physiologic Monitor Modules, Multiparameter
M1 ¦ CS7 | GE Healthcare | CARESCAPE Central Station | STV23340134SA | Monitors, Physiologic, Central Station
B41536 | Welch Allyn Inc | Connex Spot Monitor | 100048742121 | Monitors, Physiologic, Vital Signs
| STERIS Corp | Amsco Warming Cabinet | 0405223230 | Warming Units, Multipurpose
A59163 | Welch Allyn Inc | Connex Spot Monitor | 100075402319 | Monitors, Physiologic, Vital Signs
| GE Healthcare | CARESCAPE PDM Patient Data Module | SPX22480322SA | Physiologic Monitor Modules, Multiparameter
188889 | Ohio Medical Corporation | Intermittent/Continuous Vacuum Regulator | PSAZ36076 | Regulators, Suction
| GE Healthcare | CARESCAPE PDM Patient Data Module | SPX22480300SA | Physiologic Monitor Modules, Multiparameter
M1 ¦ CS6 | GE Medical Systems | CARESCAPE CENTRAL STATION MAI700 | SKN21060075SA | Monitoring Systems
M1 ¦ CS5 | GE Medical Systems | CARESCAPE CENTRAL STATION MAI700 | SKN20360043SA | Monitoring Systems
AHU05 ¦ CS2 | GE Healthcare | CARESCAPE Central Station | STV23340130SA | Monitors, Physiologic, Central Station
M1 ¦ CS4 | GE Medical Systems | CARESCAPE CENTRAL STATION MAI700 | SKN20330071SA | Monitoring Systems
A109929 / AHU05-38 | GE Healthcare | CARESCAPE B450 | SNT22452047SA | Monitors, Physiologic, Multipurpose, Bedside, Modular
| Allied Healthcare Products, Inc. | G180 OptiVac | NSN | Aspirators, Airway
BS26772 | Ohio Medical Corporation | Push-To-Set Vacuum Regulator | VRA08855IP | Regulators, Suction
BS26649 | GE Healthcare | CARESCAPE PDM Patient Data Module | SA317360420SA | Physiologic Monitor Modules, Multiparameter
A109926 / AHU05-41 | GE Healthcare | CARESCAPE B450 | SNT22452075SA | Monitors, Physiologic, Multipurpose, Bedside, Modular
BL19732 | Ohio Medical Corporation | Intermittent/Continuous Vacuum Regulator | JGGS19396 | Regulators, Suction
| GE Healthcare | CARESCAPE PDM Patient Data Module | SPX22480306SA | Physiologic Monitor Modules, Multiparameter
| GE Healthcare | CARESCAPE PDM Patient Data Module | SPX22480319SA | Physiologic Monitor Modules, Multiparameter
A109925 / AHU05-39 | GE Healthcare | CARESCAPE B450 | SNT22452051SA | Monitors, Physiologic, Multipurpose, Bedside, Modular
188884 | Ohio Medical Corporation | Intermittent/Continuous Vacuum Regulator | PSAZ36082 | Regulators, Suction
| American Power Conversion (APC) by Schneider Electric | APC Smart-UPS 750VA 120V | AS2342261177 | Power Systems, Electrical, Uninterruptible
B38538 | GE Healthcare | Entropy Module | 5185026 | Physiologic Monitoring Modules, Neurology, Level-of-Consciousness, Entropy
| Allied Healthcare Products, Inc. | G180 OptiVac | NSN | Aspirators, Airway
A59161 | Welch Allyn Inc | Connex Spot Monitor | 100018653220 | Monitors, Physiologic, Vital Signs
Bn16201 | Ohio Medical Corporation | Intermittent/Continuous Vacuum Regulator | GFFV0852 | Regulators, Suction
B16673 | Welch Allyn Inc | Connex Spot Monitor | 100065951322 | Monitors, Physiologic, Vital Signs
BS30066 | Zoll Medical Corp | R Series PLUS | AF19A091155 | Defibrillators, External, Automated
| Tripp Lite | SmartPro 120V 1.5kVA 1.35kW Line-Interactive Sine Wave UPS | 3211GYOSM820601198 | Power Systems, Electrical, Uninterruptible
B38537 | Datex-Ohmeda | NMT Module | 6145637 | Physiologic Monitor Modules, Multiparameter
BN16202 | Ohio Medical Corporation | Intermittent/Continuous Vacuum Regulator | 174009 | Regulators, Suction
| Powercom America Inc. | SMK-600A | 10018812103 | Power Systems, Electrical, Uninterruptible
BS26642 | GE Healthcare | CARESCAPE PDM Patient Data Module | SA317360430SA | Physiologic Monitor Modules, Multiparameter
| GE Healthcare | CARESCAPE PDM Patient Data Module | SPX22480321SA | Physiologic Monitor Modules, Multiparameter
BS34777 | Welch Allyn Inc | SureTemp Plus 692 | 20369224 | Thermometers, Electronic
| Huntleigh Healthcare | Dopplex D900 | D900110722025 | Detectors, Blood Flow, Ultrasonic
BN16190 | Ohio Medical Corporation | Intermittent/Continuous Vacuum Regulator | GFFJ03040 | Regulators, Suction
| Ohio Medical Corporation | Intermittent/Continuous Vacuum Regulator | JGGR14834 | Regulators, Suction
A56498 | Welch Allyn Inc | ELI 280 | 121100002260 | Electrocardiographs, Multichannel, Interpretive
| American Power Conversion (APC) by Schneider Electric | APC Back-UPS Pro 1500 | 4B1342P34024 | Power Systems, Electrical, Uninterruptible
| American Power Conversion (APC) by Schneider Electric | APC Back-UPS Pro 1500 | 4B1344P41272 | Power Systems, Electrical, Uninterruptible
| Ohio Medical Corporation | PISA | PSAZ36078 | Regulators, Suction
| Allied Healthcare Products, Inc. | G180 OptiVac | NSN | Aspirators, Airway
BS26544 | Ohio Medical Corporation | Intermittent/Continuous Vacuum Regulator | VRA08598IP | Regulators, Suction
BS30127 | Zoll Medical Corp | R Series PLUS | AF18L090326 | Defibrillators, External, Automated
B16674 | Welch Allyn Inc | Connex Spot Monitor | 100023141322 | Monitors, Physiologic, Vital Signs
| Welch Allyn Inc | SureTemp Plus 692 | 19421641 | Thermometers, Electronic
B16557 | Welch Allyn Inc | SureTemp Plus 692 | 20369605 | Thermometers, Electronic
BS23936 | GE Healthcare | CARESCAPE PDM Patient Data Module | SA315482994SA | Physiologic Monitor Modules, Multiparameter
| GE Healthcare | CARESCAPE PDM Patient Data Module | SPX22480320SA | Physiologic Monitor Modules, Multiparameter
M1 ¦ CS1 | GE Medical Systems | CARESCAPE CENTRAL STATION MAI700 | SKN21060058SA | Monitoring Systems
EMD ¦ CS02 | GE Medical Systems | CARESCAPE CENTRAL STATION MAI700 | SKN17360005SA | Monitoring Systems
B16672 | Welch Allyn Inc | Connex Spot Monitor | 100065871322 | Monitors, Physiologic, Vital Signs
A56495 | Welch Allyn Inc | ELI 280 | 121100002256 | Electrocardiographs, Multichannel, Interpretive
EMD ¦ CS03 | GE Medical Systems | CARESCAPE CENTRAL STATION MAI700 | SKN17360004SA | Monitoring Systems
M3 ¦ CS2 | GE Medical Systems | CARESCAPE CENTRAL STATION MAI700 | SKN21060079SA | Monitoring Systems
EMD ¦ CS12 | GE Medical Systems | CARESCAPE CENTRAL STATION MAI700 | SKN19310065SA | Monitoring Systems
M1 ¦ CS3 | GE Medical Systems | CARESCAPE CENTRAL STATION MAI700 | SKN21060051SA | Monitoring Systems
BN28585 | Ohio Medical Corporation | Intermittent/Continuous Vacuum Regulator | JGGS19395 | Regulators, Suction
A109933 / AHU05-48 | GE Healthcare | CARESCAPE B450 | SNT22452072SA | Monitors, Physiologic, Multipurpose, Bedside, Modular
M3 ¦ CS3 | GE Medical Systems | CARESCAPE CENTRAL STATION MAI700 | SKN21060090SA | Monitoring Systems
AHU05 ¦ CS11 | GE Medical Systems | CARESCAPE CENTRAL STATION MAI700 | SKN19300063SA | Monitoring Systems
M1 ¦ CS2 | GE Medical Systems | CARESCAPE CENTRAL STATION MAI700 | SKN21060023SA | Monitoring Systems
M3 ¦ CS1 | GE Medical Systems | CARESCAPE CENTRAL STATION MAI700 | SKN21060064SA | Monitoring Systems
BN29299 | Welch Allyn Inc | Tycos 509 | 051017220558 | Sphygmomanometers, Aneroid
| Huntleigh Healthcare | Dopplex D900 | D900110513624 | Detectors, Blood Flow, Ultrasonic
B41530 | Welch Allyn Inc | Connex Spot Monitor | 10005034221 | Monitors, Physiologic, Vital Signs
| GE Healthcare | CARESCAPE PDM Patient Data Module | SPX22480294SA | Physiologic Monitor Modules, Multiparameter
A109930 / AHU05-46 | GE Healthcare | CARESCAPE B450 | SNT22452048SA | Monitors, Physiologic, Multipurpose, Bedside, Modular
BS26580 / 10W | GE Healthcare | CARESCAPE Monitor B450 | SNE17341097HA | Monitoring Systems, Physiologic
B16090 / Bed name X-09C20 | GE Healthcare | CARESCAPE Monitor B450 | SNT21073013SA | Monitoring Systems, Physiologic
BN20815 | Welch Allyn Inc | Tycos 509 | 0304211644 | Sphygmomanometers, Aneroid
BS34167 / A56626 | ECHONOUS | EchoNous Bladder | R52R40ANXTE | Scanning Systems, Ultrasonic, Small-Parts, Urinary Bladder
B30051 | Quincy Lab | ReadyBath | MSC5-05339 | Warming Units, Multipurpose
BS26543 | Ohio Medical Corporation | Intermittent/Continuous Vacuum Regulator | VRA08859IP | Regulators, Suction
BN12572 / A103577 | Ohio Medical Corporation | Intermittent/Continuous Vacuum Regulator | GFFV09475 | Regulators, Suction
B16669 | Welch Allyn Inc | Connex Spot Monitor | 100065991322 | Monitors, Physiologic, Vital Signs
A59160 | Welch Allyn Inc | Connex Spot Monitor | 100021203821 | Monitors, Physiologic, Vital Signs
A59162 | Welch Allyn Inc | Connex Spot Monitor | 100042723923 | Monitors, Physiologic, Vital Signs
BN16197 | Ohio Medical Corporation | Push-To-Set Intermittent/Continuous Vacuum Regulator | Gffj03043 | Regulators, Suction
A56496 | Welch Allyn Inc | ELI 280 | 121100002259 | Electrocardiographs, Multichannel, Interpretive
B16670 | Welch Allyn Inc | Connex Spot Monitor | 100023081322 | Monitors, Physiologic, Vital Signs
A109924 / AHU05-43 | GE Healthcare | CARESCAPE B450 | SNT22452074SA | Monitors, Physiologic, Multipurpose, Bedside, Modular
| GE Healthcare | CARESCAPE PDM Patient Data Module | SPX22480324SA | Physiologic Monitor Modules, Multiparameter
B41452 | GE Healthcare | CARESCAPE PDM Patient Data Module | SPX21060474SA | Physiologic Monitor Modules, Multiparameter
B38488 | GE Healthcare | Entropy Module | 5192605 | Physiologic Monitoring Modules, Neurology, Level-of-Consciousness, Entropy
| GE Healthcare | Entropy Module | 5182470 | Physiologic Monitoring Modules, Neurology, Level-of-Consciousness, Entropy
BS25607 | GE Healthcare | NMT Module | SJC17370021HA | Physiologic Monitor Modules, Multiparameter
BS21525 / A36154 | Philips Medical Systems Cardiac and Monitoring Syste | HeartStart FRx | B10K-01064 | Defibrillators, External, Automated
| GE Healthcare | Entropy Module | 5192608 | Physiologic Monitoring Modules, Neurology, Level-of-Consciousness, Entropy
BS25956 | GE Healthcare | NMT Module | SJC17370036HA | Physiologic Monitor Modules, Multiparameter
| GE Healthcare | NMT Module | 6343826 | Physiologic Monitor Modules, Multiparameter
| Datex-Ohmeda | NMT Module | 4794045 | Physiologic Monitor Modules, Multiparameter
BS25890 | GE Healthcare | NMT Module | SJC17360052HA | Physiologic Monitor Modules, Multiparameter
BS21520/A36148 | Philips Medical Systems Cardiac and Monitoring Syste | HeartStart FRx | B10K-01154 | Defibrillators, External, Automated
B18002 | GE Healthcare | Entropy Module | 6067597 | Physiologic Monitoring Modules, Neurology, Level-of-Consciousness, Entropy
BS21522/A36149 | Philips Medical Systems Cardiac and Monitoring Syste | HeartStart FRx | B10K-01240 | Defibrillators, External, Automated
| Stryker Endoscopy Div Stryker Corp | 1488 HD Camera System | 15H039384 | Image Processors, Video, Endoscopy
| Olympus America | OEV-262H | 7292417 | Monitors, Video
| Stryker Endoscopy Div Stryker Corp | SDC 3 | 151004074 | Information Systems, Picture Archiving/Communication, Endoscopy
BN0953 | Welch Allyn Inc | 747 Diagnostic Set | 1450361 | Ophthalmoscope/Otoscopes
BN20487 | Midmark Corp | 498 Power Procedures Center | DH001763 | Carts
| Olympus America | CLL-S1 | 23151W100006 | Video Systems, Endoscopic
| Ohio Medical Corporation | Intermittent/Continuous Vacuum Regulator | GFFV09506 | Regulators, Suction
BS23867 | A-dec, Inc. | 577L | 1377492 | Lights, Examination, Dental/Intraoral
BN26297 | Olympus America | OEV-191 | 7531353 | Monitors, Video
BN4338 | Welch Allyn Inc | Tycos 509 | 9801191657 | Sphygmomanometers, Aneroid
| Carl Zeiss Inc | OPMI 1-FC | 6627103519 | Microscopes, Light, Operating, Otorhinolaryngology
| Welch Allyn Inc | Connex Spot Monitor | (21)100042081221 | Monitors, Physiologic, Vital Signs
| Welch Allyn Inc | Connex Spot Monitor | (21)100090102521 | Monitors, Physiologic, Vital Signs
| Welch Allyn Inc | Connex Spot Monitor | (21)100048231221 | Monitors, Physiologic, Vital Signs
BN20201 | Midmark Corp | Midmark 641 | V856573 | Chairs, Examination/Treatment
| Olympus America | CLV-S190 | 7307604 | Light Sources, Rigid Endoscope/Multipurpose, Fiberoptic Cable
| Mass. | ENDOSCOPE DRYING CABINET | 67206 | Dryers
| Olympus America | CLK-4 | 7853642 | Light Sources
BN26294 | Image Stream Medical | nStream GX | GX-10449 | Information Systems, Picture Archiving/Communication, Endoscopy
| Image Stream Medical | NCARE MX2 | mx2-313460 | Image Storage Devices
| Stryker Endoscopy Div Stryker Corp | SDC 3 | 151004074 | Information Systems, Picture Archiving/Communication, Endoscopy
Bn20147 | Welch Allyn Inc | 767 Wall Sphygmomanometer | 9801160737 | Sphygmomanometers, Aneroid
BN24009 | Ohio Medical Corporation | Intermittent/Continuous Vacuum Regulator | GFHU02678 | Regulators, Suction
| Welch Allyn Inc | 767 Integrated Diagnostic System | 1450423 | Ophthalmoscope/Otoscope/Vital Signs Measuring Systems
BN21759 | Welch Allyn Inc | 767 Wall Transformer | 1450356 | Transformers, Constant Voltage
| Welch Allyn Inc | 767 Wall Sphygmomanometer | 06909703 | Sphygmomanometers, Aneroid
BN20954 | Midmark Corp | Midmark 641 | V1021434 | Chairs, Examination/Treatment
| Sony Electronics Inc Medical Systems Div | UP-DR80MD | 747601 | Printers, Video
| Welch Allyn Inc | 767 Wall Sphygmomanometer | 120605153519 | Sphygmomanometers, Aneroid
BN26295 | Olympus America | CLV-190 | 7551840 | Light Sources, Rigid Endoscope/Multipurpose, Fiberoptic Cable
| Midmark Corp | Ritter 204 | 183016 | Tables, Examination/Treatment, Adjustable
BS25626 | Carl Zeiss Inc | OPMI pico | 6811502089 | Microscopes, Light, Operating, Dental
| Stryker Corp Medical Div | L9000 | 151042694 | Light Sources
BN21646 | MTI Medical Technology Industries Inc | TC100AS ENT Treatment Cabinet | 120417008 | Cabinets, Treatment, Otorhinolaryngology
BN10762 | Midmark Corp | 498 Power Procedures Center | DH002605 | Carts
BN26293 | Olympus America | CLL-S1 | 15106W010576 | Video Systems, Endoscopic
| Welch Allyn Inc | 767 Wall Transformer | 1549349 | Transformers, Constant Voltage
| GE Healthcare | ApexPro Receiver Subsystem | RTS19440001SA | Monitors, Physiologic, Multipurpose, Telemetric
| Welch Allyn Inc | 767 Wall Sphygmomanometer | 230224142250 | Sphygmomanometers, Aneroid
BN20956 | Midmark Corp | Midmark 641 | V1022719 | Chairs, Examination/Treatment
bs17906 | Mindray | DPM6 | DT-2C003795 | Monitoring Systems, Physiologic
B41172 | Welch Allyn Inc | Connex Spot Monitor | 100052999999.99998 | Monitors, Physiologic, Vital Signs
BN28291 | A-dec, Inc. | 577L | 15F577L-A60445 | Lights, Examination, Dental/Intraoral
| A-dec, Inc. | 577L | 15F577L-A60448 | Lights, Examination, Dental/Intraoral
BS31745 | NSK-Nakanishi International | Surgic Pro | 021Z0047 | Dental Engines
BS31746 | NSK-Nakanishi International | Surgic Pro | 021Z0050 | Dental Engines
BN27638 | Ohio Medical Corporation | Intermittent/Continuous Vacuum Regulator | 111130487 | Regulators, Suction
B16167 | Ohio Medical Corporation | PISA | PSAA11209 | Regulators, Suction
bs17907 | Mindray | DPM6 | DT-2C003766 | Monitoring Systems, Physiologic
BS23866 | A-dec, Inc. | 577L | 1377489 | Lights, Examination, Dental/Intraoral
B41727 | NSK-Nakanishi International | Surgic Pro | 021X0085 | Dental Engines
Bn29460 | Olympus America | OEP-5 | A625665 | Printers, Video
BS20526 | Mindray | DPM6 | DT-46006405 | Monitoring Systems, Physiologic
B12645 | Baxter | TherMax US | 107093 | Warming Units, Blood/Intravenous Solution
B16933 | Baxter | TherMax US | 107089 | Warming Units, Blood/Intravenous Solution
BN29473 | Olympus America | OEP-5 | A625672 | Printers, Video
BS22603 | Boston Scientific Corporation | Alair RF Controller | 021414012 | Radiofrequency Therapy Systems, Tissue Ablation, Bronchial
| Hill-Rom Services, Inc. | NURSE CALL CONSOLE | NURSE CALL ENDO | Hospital Communication Systems, Nurse Call
| Exergen Corporation | TemporalScanner IR TAT-5000S | A1348684 | Thermometers, Electronic, Infrared, Skin
| GE Healthcare | CARESCAPE PDM Patient Data Module | SPX20500996SA | Physiologic Monitor Modules, Multiparameter
BN29453 | Olympus America | OEP-5 | A625639 | Printers, Video
| Medivators Reprocessing Systems | EndoStratus | P02600 | Irrigation/Distention Systems
| Mass. | ENDOSCOPE DRYING CABINET | 36755 | Dryers
Bn22101 | Medivators Reprocessing Systems | Scope Buddy | 204200 | Washer/Decontamination Units, Endoscopic Channel Flushing
BN22120 | Reliance Medical Products Inc | 7100H | 71059703004 | TABLES, EXAMINATION/TREATMENT
BS31873 | GE Medical Systems | Carescape T14 | SE322260050SA | Monitors, Physiologic, Multipurpose, Telemetric
| GE Medical Systems | Carescape T14 | SE322020035SA | Monitors, Physiologic, Multipurpose, Telemetric
| GE Medical Systems | Carescape T14 | SUP25433085SA | Monitors, Physiologic, Multipurpose, Telemetric
| GE Medical Systems | ApexPro CH Transmitter | SUN26095570SA | Monitors, Physiologic, Multipurpose, Telemetric
| Reichert Ophthalmic Instruments Div | Phoroptor | 441006 | Ophthalmic Cross Cylinder Lenses
B41102 | Armstrong Medical Industries Inc | Anesthesia Cart | 176772 | Carts, Treatment
BN23207 | Reliance Medical Products Inc | FX-920 | 092052B0811004 | Chairs, Examination/Treatment, Ophthalmology
BS34804 | Topcon America Corp | KR-800 | 4851113 | Refractors, Ophthalmic, Automated
| GE Medical Systems | ApexPro CH Transmitter | SUN25455623SA | Monitors, Physiologic, Multipurpose, Telemetric
| Reliance Medical Products Inc | FX-920 | 092052B0711088 | Chairs, Examination/Treatment, Ophthalmology
BS25639 | Topcon America Corp | OMS-90 | 3151983 | Microscopes, Light, Operating, Ophthalmology
| Keeler Instruments Inc | Vantage Plus | 101818 | Ophthalmoscopes, Indirect
| Haag-Streit Group USA | AT900 Tonometer | 00962 | Ophthalmic Tonometers
BN28293 | Haag-Streit Group USA | LENSTAR LS900 | 02468 | Ophthalmometers
| Reichert Ophthalmic Instruments Div | Tono-Pen AVIA | 71497-1222 | Ophthalmic Tonometers, Applanation
BS31947 | Keeler Instruments Inc | Vantage Plus | 101899 | Ophthalmoscopes, Indirect
BS34736 | Lightmed | LIGHTLas 532 | LC001003-080676 | Lasers, Diode, Ophthalmic
BS25641 | Topcon America Corp | KR-800 | 4767690 | Refractors, Ophthalmic, Automated
| GE Medical Systems | ApexPro CH Transmitter | SUN26095427SA | Monitors, Physiologic, Multipurpose, Telemetric
AHU 10 | GE Medical Systems | Carescape T14 | SE321160016SA | Monitors, Physiologic, Multipurpose, Telemetric
CH 10195 | GE Medical Systems | Carescape T14 | SE322260028SA | Monitors, Physiologic, Multipurpose, Telemetric
| GE Medical Systems | CARESCAPE CENTRAL STATION MAI700 | SKN21010140SA | Monitoring Systems
| GE Medical Systems | ApexPro CH Transmitter | sun25205461sa | Monitors, Physiologic, Multipurpose, Telemetric
CH 8578 | GE Medical Systems | ApexPro CH Transmitter | RT919310126SA | Monitors, Physiologic, Multipurpose, Telemetric
CH 8746 | GE Medical Systems | ApexPro CH Transmitter | RT921020032SA | Monitors, Physiologic, Multipurpose, Telemetric
| Welch Allyn Inc | Connex Spot Monitor | 1000003884719 | Monitors, Physiologic, Vital Signs
| Erbe USA Inc | APC 2 | 11361988 | Electrosurgical Units, Monopolar, Argon-Enhanced Coagulation
| Topcon America Corp | KR-800 | 4776263 | Refractors, Ophthalmic, Automated
| GE Medical Systems | ApexPro CH Transmitter | SUN25455617SA | Monitors, Physiologic, Multipurpose, Telemetric
| GE Medical Systems | ApexPro CH Transmitter | SUN25465454SA | Monitors, Physiologic, Multipurpose, Telemetric
B41642 | Reichert Ophthalmic Instruments Div | ClearChart 4 Digital Acuity System | 47265-0921 | Projectors, Photographic Slide, Eye Chart
| Medivators Reprocessing Systems | Scope Buddy Plus | 13150953 | Washer/Decontamination Units, Endoscopic Channel Flushing
BN27664 | Ohio Medical Corporation | Intermittent/Continuous Vacuum Regulator | GFHV02456 | Regulators, Suction
A57351 | Medivators Reprocessing Systems | ENDODRY | CM04904 | Cabinets, Storage, Endoscope
| GE Medical Systems | Carescape T14 | sup25082135sa | Monitors, Physiologic, Multipurpose, Telemetric
B41492 | Heine USA Ltd | Omega 500 | 1106263202 | Ophthalmoscopes, Indirect
| Keeler Instruments Inc | Vantage Plus | 102698 | Ophthalmoscopes, Indirect
| Micro Medical LTD. | PalmScan P2000 | 4644 | Pachymeters
| Keeler Instruments Inc | CRYOMATIC MK II | K0908916 | Cryosurgical Units, Ophthalmic
| Reichert Ophthalmic Instruments Div | Tono-Pen AVIA | 70642-0822 | Ophthalmic Tonometers, Applanation
| Reichert Ophthalmic Instruments Div | Phoroptor | 441008 | Ophthalmic Cross Cylinder Lenses
B39267 | Welch Allyn Inc | 767 Wall Sphygmomanometer | 2509012112300 | Sphygmomanometers, Aneroid
183145 | Micro Medical LTD. | PalmScan P2000 | 4643 | Pachymeters
B12644 | Baxter | PRISMAX | 106807 | Hemodialysis Units, Renal, Continuous Replacement Therapy
B16100 | GE Healthcare | CARESCAPE PDM Patient Data Module | SPX20361127SA | Physiologic Monitor Modules, Multiparameter
ENDO-PORT2 | GE Healthcare | CARESCAPE Monitor B450 | SNT21032304SA | Monitoring Systems, Physiologic
| GE Healthcare | CARESCAPE PDM Patient Data Module | SPX20500874SA | Physiologic Monitor Modules, Multiparameter
| GE Medical Systems | ApexPro CH Transmitter | SUN25455638SA | Monitors, Physiologic, Multipurpose, Telemetric
BN29456 | Olympus America | CV-190 | 7622339 | Image Processors, Video, Endoscopy
BN29441 | Olympus America | OEP-5 | A625661 | Printers, Video
| Olympus America | CLV-190 | 7669256 | Light Sources, Rigid Endoscope/Multipurpose, Fiberoptic Cable
A57352 | Medivators Reprocessing Systems | ENDODRY | CM04903 | Cabinets, Storage, Endoscope
CH 8728 - freq. 613.200 | GE Medical Systems | ApexPro CH Transmitter | RT920340181SA | Monitors, Physiologic, Multipurpose, Telemetric
A57357 | Medivators Reprocessing Systems | ENDODRY | CM02562 | Cabinets, Storage, Endoscope
Bn29454 | Olympus America | WM-DP2 | 21610171 | Carts, Computer/Video Monitor
BS33405 | GE Medical Systems | CARESCAPE CENTRAL STATION MAI700 | SKN19310051SA | Monitoring Systems
#3 | Medivators Reprocessing Systems | ADVANTAGE PLUS | 81691391 | Disinfectors, Liquid Germicide, Flexible Endoscope
#2 | Medivators Reprocessing Systems | ADVANTAGE PLUS | 13105082 | Disinfectors, Liquid Germicide, Flexible Endoscope
| Olympus America | UCR | 7321196 | Insufflators, Endoscopic
Bn16224 | Ohio Medical Corporation | Intermittent/Continuous Vacuum Regulator | GFFG21010 | Regulators, Suction
BN27665 | Ohio Medical Corporation | Intermittent/Continuous Vacuum Regulator | JGGR13117 | Regulators, Suction
| Ohio Medical Corporation | Intermittent/Continuous Vacuum Regulator | GFFV09513 | Regulators, Suction
BS29710 | Humphrey Instruments Inc Div Carl Zeiss | 860 | 860-17184 | Analyzers, Physiologic, Visual Function
bs23258 | Heine USA Ltd | Omega 500 | 1120005892 | Ophthalmoscopes, Indirect
| Reichert Ophthalmic Instruments Div | 12990 | 17479-07 | Ophthalmometers
CH 8583 | GE Medical Systems | ApexPro CH Transmitter | RT919310094SA | Monitors, Physiologic, Multipurpose, Telemetric
| Reichert Ophthalmic Instruments Div | Tono-Pen AVIA | 73268-0723 | Ophthalmic Tonometers, Applanation
| GE Medical Systems | ApexPro CH Transmitter | SUP26093977SA | Monitors, Physiologic, Multipurpose, Telemetric
BN21656 | MTI Medical Technology Industries Inc | TC100A Mobile ENT Treatment Cabinet | 124017005 | Cabinets, Treatment, Otorhinolaryngology
| MTI Medical Technology Industries Inc | TC100A Mobile ENT Treatment Cabinet | 120417006 | Cabinets, Treatment, Otorhinolaryngology
BS34519 | KONAN MEDICAL | CellChek XL | NCK-1675 | Microscopes, Light, Examination, Ophthalmology, Specular
A58065 | Lumenis | Selecta Duet | 10351 | Lasers, Nd:YAG, Frequency-Doubled, Ophthalmic
| TOPCON MEDICAL SYSTEMS, INC. | Maestro2 | AV3073689 | Cameras, Photographic, Ophthalmic, Fundus
b41103 | Armstrong Medical Industries Inc | Anesthesia Cart | 1450414 | Carts, Treatment
BN30709 | Reliance Medical Products Inc | 7800 | 109803C0911033 | Examination/Treatment Stands, Ophthalmic
| Reichert Ophthalmic Instruments Div | Phoroptor | 62873-0513 | Ophthalmic Cross Cylinder Lenses
| Reichert Ophthalmic Instruments Div | ClearChart 4 Digital Acuity System | 49809-0923 | Projectors, Photographic Slide, Eye Chart
| Welch Allyn Inc | Connex Spot Monitor | 100018291123 | Monitors, Physiologic, Vital Signs
1450370 | Stryker Endoscopy Div Stryker Corp | 1488 HD Camera System | 15H039214 | Image Processors, Video, Endoscopy
BS35631 | Reichert Ophthalmic Instruments Div | ClearChart 4 Digital Acuity System | 46466-1220 | Projectors, Photographic Slide, Eye Chart
| GE Medical Systems | ApexPro CH Transmitter | SUN26095590SA | Monitors, Physiologic, Multipurpose, Telemetric
| Reichert Ophthalmic Instruments Div | Tono-Pen AVIA | 72355-0323 | Ophthalmic Tonometers, Applanation
| Reichert Ophthalmic Instruments Div | ClearChart 4 Digital Acuity System | 45779-0220 | Projectors, Photographic Slide, Eye Chart
190251 | Reichert Ophthalmic Instruments Div | Tono-Pen XL | 24469-0611 | Ophthalmic Tonometers, Applanation
BN2172 | Burton Medical | CoolSpot | CS9-61891 | Lights, Examination
B34877 | Welch Allyn Inc | Tycos 509 | 120604155350 | Sphygmomanometers, Aneroid
| Ohio Medical Corporation | Intermittent/Continuous Vacuum Regulator | GFFG21008 | Regulators, Suction
Bn27639 | Welch Allyn Inc | 767 Wall Sphygmomanometer | 12019182726 | Sphygmomanometers, Aneroid
BS27000 | Stryker CORP SURGICAL DIV | Visum LED II | 5117H001147435 | Lights, Surgical
B32728 | Reliance Medical Products Inc | 7800 | 109803C0911029 | Examination/Treatment Stands, Ophthalmic
| Reichert Ophthalmic Instruments Div | Phoroptor | 80116-1300 | Ophthalmic Cross Cylinder Lenses
| Haag-Streit Group USA | B900 | 955 | Slit Lamps
B16519 CH 10124 | GE Medical Systems | Carescape T14 | SE322030064SA | Monitors, Physiologic, Multipurpose, Telemetric
BS31736 | Heine USA Ltd | Omega 500 | 1106992441 | Ophthalmoscopes, Indirect
BS30062 | Zoll Medical Corp | R Series PLUS | AF19A091156 | Defibrillators, External, Automated
| GE Healthcare | ApexPro Receiver Subsystem | RTS19320007SA | Monitors, Physiologic, Multipurpose, Telemetric
Bs26940 | Reichert Ophthalmic Instruments Div | LensChek Plus | 00202-0617 | Lensometers
| GE Medical Systems | Carescape T14 | SUP25433140SA | Monitors, Physiologic, Multipurpose, Telemetric
| GE Medical Systems | Carescape T14 | SUP25433095SA | Monitors, Physiologic, Multipurpose, Telemetric
213834 | GE Medical Systems | ApexPro CH Transmitter | L RT911418284GA | Monitors, Physiologic, Multipurpose, Telemetric
CH 10006 | GE Medical Systems | Carescape T14 | SE321010064SA | Monitors, Physiologic, Multipurpose, Telemetric
| GE Medical Systems | ApexPro CH Transmitter | SUN26095563SA | Monitors, Physiologic, Multipurpose, Telemetric
| GE Medical Systems | Carescape T14 | sup25082155sa | Monitors, Physiologic, Multipurpose, Telemetric
A57353 | Medivators Reprocessing Systems | ENDODRY | CM04899 | Cabinets, Storage, Endoscope
BN22097 | Medivators Reprocessing Systems | Veriscan LT | 201111000000 | Testers, Endoscope, Leak/Fluid Detection
162471 | Medivators Reprocessing Systems | Veriscan LT | 201111000725 | Testers, Endoscope, Leak/Fluid Detection
| GE Medical Systems | ApexPro CH Transmitter | SUN26095612SA | Monitors, Physiologic, Multipurpose, Telemetric
| GE Medical Systems | ApexPro CH Transmitter | SUN25455476SA | Monitors, Physiologic, Multipurpose, Telemetric
| GE Medical Systems | Carescape T14 | SUN26095569SA | Monitors, Physiologic, Multipurpose, Telemetric
CH 8701 | GE Medical Systems | ApexPro CH Transmitter | RT919420150SA | Monitors, Physiologic, Multipurpose, Telemetric
| GE Medical Systems | Carescape T14 | SUP23500063SA | Monitors, Physiologic, Multipurpose, Telemetric
| GE Medical Systems | Carescape T14 | SE322020063SA | Monitors, Physiologic, Multipurpose, Telemetric
| GE Medical Systems | Carescape T14 | SUP23040076SA | Monitors, Physiologic, Multipurpose, Telemetric
CH 8622 | GE Medical Systems | ApexPro CH Transmitter | RT919310034SA | Monitors, Physiologic, Multipurpose, Telemetric
AHU 17 | GE Medical Systems | Carescape T14 | SE321110050SA | Monitors, Physiologic, Multipurpose, Telemetric
| GE Medical Systems | Carescape T14 | SUP26093975SA | Monitors, Physiologic, Multipurpose, Telemetric
CH 10071 | GE Medical Systems | Carescape T14 | SE321120038SA | Monitors, Physiologic, Multipurpose, Telemetric
| GE Medical Systems | Carescape T14 | SE321160067SA | Monitors, Physiologic, Multipurpose, Telemetric
| GE Medical Systems | Carescape T14 | SUP23500078SA | Monitors, Physiologic, Multipurpose, Telemetric
| GE Medical Systems | ApexPro CH Transmitter | SUN25455642SA | Monitors, Physiologic, Multipurpose, Telemetric
| GE Medical Systems | ApexPro CH Transmitter | SUN25465434SA | Monitors, Physiologic, Multipurpose, Telemetric
| GE Medical Systems | ApexPro CH Transmitter | SUN25455523SA | Monitors, Physiologic, Multipurpose, Telemetric
| GE Healthcare | ApexPro Receiver Subsystem | RTS19440007SA | Monitors, Physiologic, Multipurpose, Telemetric
| GE Healthcare | Carescape Telemetry Server | SEE19390021SA | Network Servers
| GE Medical Systems | ApexPro CH Transmitter | SUN25455540SA | Monitors, Physiologic, Multipurpose, Telemetric
296232 | GE Medical Systems | ApexPro CH Transmitter | L-RT915236029GA | Monitors, Physiologic, Multipurpose, Telemetric
| GE Healthcare | Carescape Telemetry Server | SEE19390010SA | Network Servers
| GE Medical Systems | Carescape T14 | SUP25372917SA | Monitors, Physiologic, Multipurpose, Telemetric
| GE Medical Systems | ApexPro CH Transmitter | SUN26095621SA | Monitors, Physiologic, Multipurpose, Telemetric
CH 8535 | GE Medical Systems | ApexPro CH Transmitter | SUN23350379SA | Monitors, Physiologic, Multipurpose, Telemetric
| GE Medical Systems | ApexPro CH Transmitter | SUN25205498SA | Monitors, Physiologic, Multipurpose, Telemetric
| GE Medical Systems | ApexPro CH Transmitter | RT919310071SA | Monitors, Physiologic, Multipurpose, Telemetric
| GE Medical Systems | ApexPro CH Transmitter | sun25205492sa | Monitors, Physiologic, Multipurpose, Telemetric
CH 8526 | GE Medical Systems | ApexPro CH Transmitter | RT919310319SA | Monitors, Physiologic, Multipurpose, Telemetric
| GE Medical Systems | Carescape T14 | SUP23500110SA | Monitors, Physiologic, Multipurpose, Telemetric
CH 10082 | GE Medical Systems | Carescape T14 | SE321160031SA | Monitors, Physiologic, Multipurpose, Telemetric
| GE Healthcare | ApexPro Receiver Subsystem | RTS19320011SA | Monitors, Physiologic, Multipurpose, Telemetric
CH 8642 | GE Medical Systems | ApexPro CH Transmitter | RT919310179SA | Monitors, Physiologic, Multipurpose, Telemetric
| GE Medical Systems | ApexPro CH Transmitter | RT920350113SA | Monitors, Physiologic, Multipurpose, Telemetric
| GE Healthcare | Carescape Telemetry Server | SEE19390007SA | Network Servers
CH 10144 | GE Medical Systems | Carescape T14 | SE322090027SA | Monitors, Physiologic, Multipurpose, Telemetric
| GE Medical Systems | Carescape T14 | SUP26093994SA | Monitors, Physiologic, Multipurpose, Telemetric
B41396 CH 10091 | GE Medical Systems | Carescape T14 | SE321160045SA | Monitors, Physiologic, Multipurpose, Telemetric
| GE Medical Systems | ApexPro CH Transmitter | RT919310256SA | Monitors, Physiologic, Multipurpose, Telemetric
| GE Medical Systems | ApexPro CH Transmitter | SUN25455635SA | Monitors, Physiologic, Multipurpose, Telemetric
| GE Medical Systems | ApexPro CH Transmitter | SUN26095614SA | Monitors, Physiologic, Multipurpose, Telemetric
| GE Medical Systems | ApexPro CH Transmitter | RT919310153SA | Monitors, Physiologic, Multipurpose, Telemetric
| GE Medical Systems | Carescape T14 | SUP25433133SA | Monitors, Physiologic, Multipurpose, Telemetric
| GE Medical Systems | Carescape T14 | SUP26093967SA | Monitors, Physiologic, Multipurpose, Telemetric
| GE Medical Systems | Carescape T14 | SUP24020299SA | Monitors, Physiologic, Multipurpose, Telemetric
| GE Medical Systems | Carescape T14 | SUP26093975SA | Monitors, Physiologic, Multipurpose, Telemetric
| GE Medical Systems | ApexPro CH Transmitter | RT919310163SA | Monitors, Physiologic, Multipurpose, Telemetric
| STAXI | STAXI MEDICAL CHAIR | CZ1335 | Chairs, Patient Transfer
| GE Healthcare | Carescape Telemetry Server | SEE19390002SA | Network Servers
| GE Medical Systems | ApexPro CH Transmitter | SUN26095547SA | Monitors, Physiologic, Multipurpose, Telemetric
CH 8534 | GE Medical Systems | ApexPro CH Transmitter | SUN23350278SA | Monitors, Physiologic, Multipurpose, Telemetric
| GE Medical Systems | Carescape T14 | SUP23040070SA | Monitors, Physiologic, Multipurpose, Telemetric
| GE Medical Systems | Carescape T14 | SUP26093935SA | Monitors, Physiologic, Multipurpose, Telemetric
SE321160061SA | GE Medical Systems | Carescape T14 | SE321160061SA | Monitors, Physiologic, Multipurpose, Telemetric
| GE Medical Systems | ApexPro CH Transmitter | SUN25455535SA | Monitors, Physiologic, Multipurpose, Telemetric
| GE Healthcare | ApexPro Receiver Subsystem | RTS19320015SA | Monitors, Physiologic, Multipurpose, Telemetric
BS31879 | GE Medical Systems | Carescape T14 | SE322260042SA | Monitors, Physiologic, Multipurpose, Telemetric
| GE Medical Systems | ApexPro CH Transmitter | SUN23350010SA | Monitors, Physiologic, Multipurpose, Telemetric
| GE Medical Systems | Carescape T14 | SUP25413051SA | Monitors, Physiologic, Multipurpose, Telemetric
CH 8720 | GE Medical Systems | ApexPro CH Transmitter | RT920350065SA | Monitors, Physiologic, Multipurpose, Telemetric
| GE Healthcare | ApexPro Receiver Subsystem | RTS19440005SA | Monitors, Physiologic, Multipurpose, Telemetric
| GE Healthcare | ApexPro Receiver Subsystem | RTS19320001SA | Monitors, Physiologic, Multipurpose, Telemetric
| GE Medical Systems | ApexPro CH Transmitter | SUN25465458SA | Monitors, Physiologic, Multipurpose, Telemetric
| GE Medical Systems | Carescape T14 | SUP23500036SA | Monitors, Physiologic, Multipurpose, Telemetric
| GE Medical Systems | Carescape T14 | SUP25413055SA | Monitors, Physiologic, Multipurpose, Telemetric
CH. 10121 - freq. 1396.975 | GE Medical Systems | Carescape T14 | SE322020043SA | Monitors, Physiologic, Multipurpose, Telemetric
CH 10186 | GE Medical Systems | Carescape T14 | SE322260089SA | Monitors, Physiologic, Multipurpose, Telemetric
| GE Medical Systems | ApexPro CH Transmitter | SUN25465455SA | Monitors, Physiologic, Multipurpose, Telemetric
B16533 CH 10138 | GE Medical Systems | Carescape T14 | SE322020055SA | Monitors, Physiologic, Multipurpose, Telemetric
| GE Medical Systems | Carescape T14 | SE322260085SA | Monitors, Physiologic, Multipurpose, Telemetric
CH 8677 | GE Medical Systems | ApexPro CH Transmitter | RT919420042SA | Monitors, Physiologic, Multipurpose, Telemetric
CH 10065 | GE Medical Systems | Carescape T14 | SE321110045SA | Monitors, Physiologic, Multipurpose, Telemetric
| GE Medical Systems | Carescape T14 | SUP26093999SA | Monitors, Physiologic, Multipurpose, Telemetric
197346 | GE Medical Systems | ApexPro CH Transmitter | L RT321020096SA | Monitors, Physiologic, Multipurpose, Telemetric
| GE Medical Systems | ApexPro CH Transmitter | sun25205443sa | Monitors, Physiologic, Multipurpose, Telemetric
CH 8560 | GE Medical Systems | ApexPro CH Transmitter | SUN23350041SA | Monitors, Physiologic, Multipurpose, Telemetric
| GE Medical Systems | ApexPro CH Transmitter | SUN26095468SA | Monitors, Physiologic, Multipurpose, Telemetric
| GE Medical Systems | Carescape T14 | SUP26093902SA | Monitors, Physiologic, Multipurpose, Telemetric
| GE Medical Systems | ApexPro CH Transmitter | SUN23350235SA | Monitors, Physiologic, Multipurpose, Telemetric
| GE Medical Systems | ApexPro CH Transmitter | SUP26093939SA | Monitors, Physiologic, Multipurpose, Telemetric
| GE Medical Systems | ApexPro CH Transmitter | SUN26095512SA | Monitors, Physiologic, Multipurpose, Telemetric
| GE Medical Systems | ApexPro CH Transmitter | sun25195674sa | Monitors, Physiologic, Multipurpose, Telemetric
| GE Healthcare | ApexPro Receiver Subsystem | RTS19320002SA | Monitors, Physiologic, Multipurpose, Telemetric
| GE Medical Systems | ApexPro CH Transmitter | SUN26095581SA | Monitors, Physiologic, Multipurpose, Telemetric
| GE Healthcare | Carescape Telemetry Server | SEE19240032SA | Network Servers
| GE Medical Systems | ApexPro CH Transmitter | SUN25455648SA | Monitors, Physiologic, Multipurpose, Telemetric
| GE Medical Systems | ApexPro CH Transmitter | SUN25465443SA | Monitors, Physiologic, Multipurpose, Telemetric
| GE Medical Systems | Carescape T14 | SUP23500139SA | Monitors, Physiologic, Multipurpose, Telemetric
| GE Medical Systems | Carescape T14 | SE322260058SA | Monitors, Physiologic, Multipurpose, Telemetric
CH 8573 | GE Medical Systems | ApexPro CH Transmitter | RT919310203SA | Monitors, Physiologic, Multipurpose, Telemetric
| GE Medical Systems | Carescape T14 | SE322260027SA | Monitors, Physiologic, Multipurpose, Telemetric
| GE Medical Systems | ApexPro CH Transmitter | SUN26095557SA | Monitors, Physiologic, Multipurpose, Telemetric
| GE Medical Systems | Carescape T14 | SUP26093988SA | Monitors, Physiologic, Multipurpose, Telemetric
CH 10166 | GE Medical Systems | Carescape T14 | SE322260025SA | Monitors, Physiologic, Multipurpose, Telemetric
CH 10127 | GE Medical Systems | Carescape T14 | SE322030037SA | Monitors, Physiologic, Multipurpose, Telemetric
| GE Healthcare | Clinical Network Router | 151729-Network | Network Routers
| GE Medical Systems | Carescape T14 | sup25082044sa | Monitors, Physiologic, Multipurpose, Telemetric
CH 8687 | GE Medical Systems | ApexPro CH Transmitter | RT919420053SA | Monitors, Physiologic, Multipurpose, Telemetric
| GE Medical Systems | ApexPro CH Transmitter | SUN25455644SA | Monitors, Physiologic, Multipurpose, Telemetric
| GE Healthcare | Carescape Telemetry Server | SEE19390006SA | Network Servers
| GE Medical Systems | Carescape T14 | SUP26093934SA | Monitors, Physiologic, Multipurpose, Telemetric
| GE Medical Systems | Carescape T14 | SUP26093947SA | Monitors, Physiologic, Multipurpose, Telemetric
CH 8542 | GE Medical Systems | ApexPro CH Transmitter | SUN23350302SA | Monitors, Physiologic, Multipurpose, Telemetric
| GE Medical Systems | Carescape T14 | SUP26093959SA | Monitors, Physiologic, Multipurpose, Telemetric
| GE Medical Systems | ApexPro CH Transmitter | sun25205435sa | Monitors, Physiologic, Multipurpose, Telemetric
| GE Medical Systems | Carescape T14 | SE322260052SA | Monitors, Physiologic, Multipurpose, Telemetric
| GE Medical Systems | Carescape T14 | SUP24020219SA | Monitors, Physiologic, Multipurpose, Telemetric
| GE Medical Systems | ApexPro CH Transmitter | RT921500072SA | Monitors, Physiologic, Multipurpose, Telemetric
BS31855 | GE Medical Systems | Carescape T14 | SE32226007SA | Monitors, Physiologic, Multipurpose, Telemetric
| GE Medical Systems | Carescape T14 | SUP26093926SA | Monitors, Physiologic, Multipurpose, Telemetric
| GE Medical Systems | ApexPro CH Transmitter | RT919420036SA | Monitors, Physiologic, Multipurpose, Telemetric
| GE Medical Systems | Carescape T14 | SUP26093893SA | Monitors, Physiologic, Multipurpose, Telemetric
CH 10188 | GE Medical Systems | Carescape T14 | SE322260084SA | Monitors, Physiologic, Multipurpose, Telemetric
CH 8522 | GE Medical Systems | ApexPro CH Transmitter | SUN23350232SA | Monitors, Physiologic, Multipurpose, Telemetric
CH 10046 | GE Medical Systems | Carescape T14 | SE321120019SA | Monitors, Physiologic, Multipurpose, Telemetric
| GE Medical Systems | Carescape T14 | SUP23500064SA | Monitors, Physiologic, Multipurpose, Telemetric
| GE Medical Systems | ApexPro CH Transmitter | RT919310324SA | Monitors, Physiologic, Multipurpose, Telemetric
CH 8597 | GE Healthcare | ApexPro | RT919310151SA | Monitors, Physiologic, Multipurpose, Telemetric
| GE Medical Systems | Carescape T14 | SUP26093866SA | Monitors, Physiologic, Multipurpose, Telemetric
BS31881 | GE Medical Systems | Carescape T14 | SE322260051SA | Monitors, Physiologic, Multipurpose, Telemetric
| GE Medical Systems | Carescape T14 | SUP24010018SA | Monitors, Physiologic, Multipurpose, Telemetric
B16513 / CH 10118 | GE Medical Systems | Carescape T14 | SE322030068SA | Monitors, Physiologic, Multipurpose, Telemetric
| GE Medical Systems | Carescape T14 | SUP23500028SA | Monitors, Physiologic, Multipurpose, Telemetric
| GE Medical Systems | ApexPro CH Transmitter | SUN25465430SA | Monitors, Physiologic, Multipurpose, Telemetric
| GE Medical Systems | ApexPro CH Transmitter | SUN25455651SA | Monitors, Physiologic, Multipurpose, Telemetric
| GE Medical Systems | Carescape T14 | SE321160084SA | Monitors, Physiologic, Multipurpose, Telemetric
| GE Medical Systems | ApexPro CH Transmitter | SUN25455640SA | Monitors, Physiologic, Multipurpose, Telemetric
CH 8619 | GE Medical Systems | ApexPro CH Transmitter | RT919310180SA | Monitors, Physiologic, Multipurpose, Telemetric
| GE Medical Systems | ApexPro CH Transmitter | SUN26095626SA | Monitors, Physiologic, Multipurpose, Telemetric
| GE Medical Systems | Carescape T14 | SUP24020164SA | Monitors, Physiologic, Multipurpose, Telemetric
| GE Medical Systems | ApexPro CH Transmitter | SUN25465449SA | Monitors, Physiologic, Multipurpose, Telemetric
| GE Medical Systems | Carescape T14 | SUP26093974SA | Monitors, Physiologic, Multipurpose, Telemetric
| GE Medical Systems | ApexPro CH Transmitter | SUN25455637SA | Monitors, Physiologic, Multipurpose, Telemetric
B16528 CH 10133 | GE Medical Systems | Carescape T14 | SE322020011SA | Monitors, Physiologic, Multipurpose, Telemetric
| GE Healthcare | Carescape T14 | SUP25162368SA | Monitors, Physiologic, Multipurpose, Telemetric
| GE Medical Systems | Carescape T14 | SUP26093978SA | Monitors, Physiologic, Multipurpose, Telemetric
| GE Medical Systems | Carescape T14 | SE322020064SA | Monitors, Physiologic, Multipurpose, Telemetric
| GE Medical Systems | Carescape T14 | SUP23090211SA | Monitors, Physiologic, Multipurpose, Telemetric
| Medivators Reprocessing Systems | Scope Buddy Plus | 13152635 | Washer/Decontamination Units, Endoscopic Channel Flushing
CH 8533 | GE Medical Systems | ApexPro CH Transmitter | RT919310214SA | Monitors, Physiologic, Multipurpose, Telemetric
| GE Healthcare | Carescape T14 | SUP25332872SA | Monitors, Physiologic, Multipurpose, Telemetric
| GE Medical Systems | Carescape T14 | SE322090035SA | Monitors, Physiologic, Multipurpose, Telemetric
CH 10079 | GE Medical Systems | Carescape T14 | SE321160025SA | Monitors, Physiologic, Multipurpose, Telemetric
| GE Medical Systems | Carescape T14 | SUP25433073SA | Monitors, Physiologic, Multipurpose, Telemetric
| GE Medical Systems | ApexPro CH Transmitter | SUN25195676SA | Monitors, Physiologic, Multipurpose, Telemetric
| GE Medical Systems | Carescape T14 | SUP23500026SA | Monitors, Physiologic, Multipurpose, Telemetric
| GE Medical Systems | ApexPro CH Transmitter | SUN25455624SA | Monitors, Physiologic, Multipurpose, Telemetric
| GE Medical Systems | ApexPro CH Transmitter | SUN26095583SA | Monitors, Physiologic, Multipurpose, Telemetric
CH 8590 | GE Medical Systems | ApexPro CH Transmitter | SUN23300034SA | Monitors, Physiologic, Multipurpose, Telemetric
CH 8524 | GE Medical Systems | ApexPro CH Transmitter | SUN25205444SA | Monitors, Physiologic, Multipurpose, Telemetric
| GE Medical Systems | ApexPro CH Transmitter | sun25205489sa | Monitors, Physiologic, Multipurpose, Telemetric
BS33406 | GE Medical Systems | CARESCAPE CENTRAL STATION MAI700 | SKN19310057SA | Monitoring Systems
| GE Medical Systems | ApexPro CH Transmitter | sun25205491sa | Monitors, Physiologic, Multipurpose, Telemetric
| GE Medical Systems | Carescape T14 | SUP24020253SA | Monitors, Physiologic, Multipurpose, Telemetric
| GE Medical Systems | ApexPro CH Transmitter | SUN26095540SA | Monitors, Physiologic, Multipurpose, Telemetric
| GE Medical Systems | Carescape T14 | SUP25433098SA | Monitors, Physiologic, Multipurpose, Telemetric
| GE Medical Systems | ApexPro CH Transmitter | RT920350085SA | Monitors, Physiologic, Multipurpose, Telemetric
| GE Medical Systems | Carescape T14 | SUP25332787SA | Monitors, Physiologic, Multipurpose, Telemetric
CH 8610 | GE Medical Systems | ApexPro CH Transmitter | RT919310198SA | Monitors, Physiologic, Multipurpose, Telemetric
| GE Medical Systems | Carescape T14 | sup25082150sa | Monitors, Physiologic, Multipurpose, Telemetric
| GE Medical Systems | ApexPro CH Transmitter | SUN26095587SA | Monitors, Physiologic, Multipurpose, Telemetric
BS31747 | Exergen Corporation | TemporalScanner TAT-5000 | A1161128 | Thermometers, Electronic, Infrared, Skin
183029 | GE Medical Systems | ApexPro CH Transmitter | RT919310195SA | Monitors, Physiologic, Multipurpose, Telemetric
| GE Medical Systems | Carescape T14 | SUP24020162SA | Monitors, Physiologic, Multipurpose, Telemetric
CH 8540 | GE Medical Systems | ApexPro CH Transmitter | SUN25205449SA | Monitors, Physiologic, Multipurpose, Telemetric
CH 10018 | GE Medical Systems | Carescape T14 | SE321010047SA | Monitors, Physiologic, Multipurpose, Telemetric
CH 10086 | GE Medical Systems | Carescape T14 | SE321160035SA | Monitors, Physiologic, Multipurpose, Telemetric
CH 8748 | GE Medical Systems | ApexPro CH Transmitter | RT919310136SA | Monitors, Physiologic, Multipurpose, Telemetric
| GE Medical Systems | ApexPro CH Transmitter | SUN25455589SA | Monitors, Physiologic, Multipurpose, Telemetric
B16534 | GE Medical Systems | Carescape T14 | SE321520012SA | Monitors, Physiologic, Multipurpose, Telemetric
| GE Medical Systems | Carescape T14 | sup25082159sa | Monitors, Physiologic, Multipurpose, Telemetric
| GE Medical Systems | Carescape T14 | SE321160046SA | Monitors, Physiologic, Multipurpose, Telemetric
| GE Healthcare | Carescape Telemetry Server | 151729-EA | Network Servers
| GE Medical Systems | Carescape T14 | SUP26093958SA | Monitors, Physiologic, Multipurpose, Telemetric
CH. 8665 | GE Medical Systems | ApexPro CH Transmitter | RT919420044SA | Monitors, Physiologic, Multipurpose, Telemetric
| GE Medical Systems | Carescape T14 | SUP26093865SA | Monitors, Physiologic, Multipurpose, Telemetric
| GE Medical Systems | ApexPro CH Transmitter | SUN25455609SA | Monitors, Physiologic, Multipurpose, Telemetric
CH 10061 | GE Medical Systems | Carescape T14 | SE321060045SA | Monitors, Physiologic, Multipurpose, Telemetric
| GE Medical Systems | Carescape T14 | SUP23040083SA | Monitors, Physiologic, Multipurpose, Telemetric
CH 10060 | GE Medical Systems | Carescape T14 | SE321060029SA | Monitors, Physiologic, Multipurpose, Telemetric
CH 8574 | GE Medical Systems | ApexPro CH Transmitter | RT919300385SA | Monitors, Physiologic, Multipurpose, Telemetric
CH 8536 | GE Medical Systems | ApexPro CH Transmitter | SUN25195678SA | Monitors, Physiologic, Multipurpose, Telemetric
| GE Medical Systems | ApexPro CH Transmitter | RT919430109SA | Monitors, Physiologic, Multipurpose, Telemetric
| GE Medical Systems | Carescape T14 | sup24020224sa | Monitors, Physiologic, Multipurpose, Telemetric
| GE Medical Systems | ApexPro CH Transmitter | SUN23350371SA | Monitors, Physiologic, Multipurpose, Telemetric
| GE Medical Systems | Carescape T14 | SE321010065SA | Monitors, Physiologic, Multipurpose, Telemetric
B41382 CH. 10077 | GE Medical Systems | Carescape T14 | SE321160033SA | Monitors, Physiologic, Multipurpose, Telemetric
1377476 | GE Medical Systems | Carescape T14 | SE322090058SA | Monitors, Physiologic, Multipurpose, Telemetric
| GE Medical Systems | Carescape T14 | SUP26094008SA | Monitors, Physiologic, Multipurpose, Telemetric
| GE Medical Systems | Carescape T14 | SUP26093986SA | Monitors, Physiologic, Multipurpose, Telemetric
CH 8553 | GE Medical Systems | ApexPro CH Transmitter | RT919310194SA | Monitors, Physiologic, Multipurpose, Telemetric
CH 8581 | GE Medical Systems | ApexPro CH Transmitter | SUN23350392SA | Monitors, Physiologic, Multipurpose, Telemetric
CH 8588 | GE Medical Systems | ApexPro CH Transmitter | RT919310162SA | Monitors, Physiologic, Multipurpose, Telemetric
| GE Medical Systems | ApexPro CH Transmitter | SUN26095631SA | Monitors, Physiologic, Multipurpose, Telemetric
197328 | GE Medical Systems | ApexPro CH Transmitter | L RT921030246SA | Monitors, Physiologic, Multipurpose, Telemetric
BS33320 | GE Medical Systems | CARESCAPE CENTRAL STATION MAI700 | SKN19310066SA | Monitoring Systems
BS34855 | GE Medical Systems | CARESCAPE CENTRAL STATION MAI700 | SKN20340093SA | Monitoring Systems
| GE Medical Systems | Carescape T14 | SUP25433128SA | Monitors, Physiologic, Multipurpose, Telemetric
| GE Medical Systems | Carescape T14 | SUP23500105SA | Monitors, Physiologic, Multipurpose, Telemetric
CH 10076 | GE Medical Systems | Carescape T14 | SE321160071SA | Monitors, Physiologic, Multipurpose, Telemetric
B16314 | GE Medical Systems | CARESCAPE CENTRAL STATION MAI700 | SKN20530020SA | Monitoring Systems
| GE Medical Systems | ApexPro CH Transmitter | RT919310118SA | Monitors, Physiologic, Multipurpose, Telemetric
| GE Healthcare | ApexPro Receiver Subsystem | RTS19320004SA | Monitors, Physiologic, Multipurpose, Telemetric
| GE Healthcare | SG Series | 151729 UPS | Power Systems, Electrical, Uninterruptible
| GE Medical Systems | Carescape T14 | SUP25433151SA | Monitors, Physiologic, Multipurpose, Telemetric
BS33324 | GE Medical Systems | CARESCAPE CENTRAL STATION MAI700 | SKN19310064SA | Monitoring Systems
| GE Healthcare | Carescape Telemetry Server | SEE19390004SA | Network Servers
| GE Healthcare | Carescape Telemetry Server | SEE19390008SA | Network Servers
| GE Medical Systems | Carescape T14 | SUP26093933SA | Monitors, Physiologic, Multipurpose, Telemetric
| GE Medical Systems | ApexPro CH Transmitter | rt920350039sa | Monitors, Physiologic, Multipurpose, Telemetric
BS33317 | GE Medical Systems | CARESCAPE CENTRAL STATION MAI700 | SKN19310062SA | Monitoring Systems
| GE Medical Systems | Carescape T14 | SUP23500050SA | Monitors, Physiologic, Multipurpose, Telemetric
| GE Medical Systems | Carescape T14 | SUP25433111SA | Monitors, Physiologic, Multipurpose, Telemetric
BS31890 / 174563 | GE Medical Systems | Carescape T14 | SE322260078SA | Monitors, Physiologic, Multipurpose, Telemetric
| GE Healthcare | Carescape Telemetry Server | SEE19430022SA | Network Servers
| GE Medical Systems | Carescape T14 | SUP26093917SA | Monitors, Physiologic, Multipurpose, Telemetric
CH 10045 | GE Medical Systems | Carescape T14 | SE321120069SA | Monitors, Physiologic, Multipurpose, Telemetric
B41386 CH 10081 | GE Medical Systems | Carescape T14 | SE321160011SA | Monitors, Physiologic, Multipurpose, Telemetric
| GE Medical Systems | ApexPro CH Transmitter | RT919310022SA | Monitors, Physiologic, Multipurpose, Telemetric
CH 8654 | GE Medical Systems | ApexPro CH Transmitter | RT919310202SA | Monitors, Physiologic, Multipurpose, Telemetric
| GE Medical Systems | ApexPro CH Transmitter | SUN26095582SA | Monitors, Physiologic, Multipurpose, Telemetric
CH 8562 | GE Medical Systems | ApexPro CH Transmitter | SUN23350374SA | Monitors, Physiologic, Multipurpose, Telemetric
| GE Medical Systems | Carescape T14 | SE320510245SA | Monitors, Physiologic, Multipurpose, Telemetric
| GE Medical Systems | Carescape T14 | SUP24010016SA | Monitors, Physiologic, Multipurpose, Telemetric
| GE Medical Systems | Carescape T14 | SUP23500142SA | Monitors, Physiologic, Multipurpose, Telemetric
| GE Medical Systems | ApexPro CH Transmitter | sun25205460sa | Monitors, Physiologic, Multipurpose, Telemetric
| GE Medical Systems | Carescape T14 | SUP25433088SA | Monitors, Physiologic, Multipurpose, Telemetric
CH 10170 | GE Medical Systems | Carescape T14 | SE322260064SA | Monitors, Physiologic, Multipurpose, Telemetric
160165 | GE Medical Systems | ApexPro CH Transmitter | L RT915316765GA | Monitors, Physiologic, Multipurpose, Telemetric
| GE Healthcare | Carescape Telemetry Server | SEE19390020SA | Network Servers
| GE Healthcare | Carescape Telemetry Server | SEE19390003SA | Network Servers
BS31856 | GE Medical Systems | Carescape T14 | SE322260055SA | Monitors, Physiologic, Multipurpose, Telemetric
| GE Healthcare | Carescape Telemetry Server | SEE18450065SA | Network Servers
CH 8675 | GE Medical Systems | ApexPro CH Transmitter | RT919420045SA | Monitors, Physiologic, Multipurpose, Telemetric
| GE Medical Systems | Carescape T14 | SUP26093964SA | Monitors, Physiologic, Multipurpose, Telemetric
| GE Medical Systems | ApexPro CH Transmitter | SUN26095589SA | Monitors, Physiologic, Multipurpose, Telemetric
| GE Medical Systems | ApexPro CH Transmitter | sun25205463sa | Monitors, Physiologic, Multipurpose, Telemetric
| GE Medical Systems | ApexPro CH Transmitter | SUN25195740SA | Monitors, Physiologic, Multipurpose, Telemetric
| GE Medical Systems | Carescape T14 | SUP25433094SA | Monitors, Physiologic, Multipurpose, Telemetric
| GE Medical Systems | ApexPro CH Transmitter | SUN23350321SA | Monitors, Physiologic, Multipurpose, Telemetric
| GE Medical Systems | ApexPro CH Transmitter | SUN25465453SA | Monitors, Physiologic, Multipurpose, Telemetric
| GE Medical Systems | Carescape T14 | sup25082174sa | Monitors, Physiologic, Multipurpose, Telemetric
| GE Medical Systems | ApexPro CH Transmitter | sun25205465sa | Monitors, Physiologic, Multipurpose, Telemetric
CH 10095 / B41342 | GE Medical Systems | Carescape T14 | SE321160063SA | Monitors, Physiologic, Multipurpose, Telemetric
| GE Medical Systems | ApexPro CH Transmitter | sun25205484sa | Monitors, Physiologic, Multipurpose, Telemetric
| GE Medical Systems | ApexPro CH Transmitter | SUN25465442SA | Monitors, Physiologic, Multipurpose, Telemetric
CH. 8628 | GE Medical Systems | ApexPro CH Transmitter | RT921020013SA | Monitors, Physiologic, Multipurpose, Telemetric
| GE Medical Systems | Carescape T14 | SUP25082152SA | Monitors, Physiologic, Multipurpose, Telemetric
| GE Medical Systems | ApexPro CH Transmitter | SUN26095620SA | Monitors, Physiologic, Multipurpose, Telemetric
BS33403 | GE Medical Systems | CARESCAPE CENTRAL STATION MAI700 | SKN19310052SA | Monitoring Systems
| GE Healthcare | Carescape T14 | SUP25402985SA | Monitors, Physiologic, Multipurpose, Telemetric
| GE Medical Systems | ApexPro CH Transmitter | RT920350129SA | Monitors, Physiologic, Multipurpose, Telemetric
| GE Medical Systems | Carescape T14 | SUP25433152SA | Monitors, Physiologic, Multipurpose, Telemetric
| GE Medical Systems | ApexPro CH Transmitter | SUN25455595SA | Monitors, Physiologic, Multipurpose, Telemetric
| GE Medical Systems | ApexPro CH Transmitter | SUN25455606SA | Monitors, Physiologic, Multipurpose, Telemetric
| GE Medical Systems | ApexPro CH Transmitter | RT920350116SA | Monitors, Physiologic, Multipurpose, Telemetric
| GE Healthcare | ApexPro Receiver Subsystem | RTS19320003SA | Monitors, Physiologic, Multipurpose, Telemetric
| GE Medical Systems | ApexPro CH Transmitter | SUN25455629SA | Monitors, Physiologic, Multipurpose, Telemetric
| GE Medical Systems | Carescape T14 | SUP26093973SA | Monitors, Physiologic, Multipurpose, Telemetric
| GE Medical Systems | ApexPro CH Transmitter | SUN25465459SA | Monitors, Physiologic, Multipurpose, Telemetric
| GE Medical Systems | Carescape T14 | SUP24010019SA | Monitors, Physiologic, Multipurpose, Telemetric
| GE Medical Systems | Carescape T14 | SUP23500026SA | Monitors, Physiologic, Multipurpose, Telemetric
| GE Medical Systems | ApexPro CH Transmitter | SUN25465447SA | Monitors, Physiologic, Multipurpose, Telemetric
CH 10042 | GE Medical Systems | Carescape T14 | SE321290086SA | Monitors, Physiologic, Multipurpose, Telemetric
CH. 8752 - freq. 613.800 | GE Medical Systems | ApexPro CH Transmitter | RT921010387SA | Monitors, Physiologic, Multipurpose, Telemetric
| GE Medical Systems | ApexPro CH Transmitter | SUN5205488SA | Monitors, Physiologic, Multipurpose, Telemetric
BS31910 CH. 8620 | GE Medical Systems | ApexPro CH Transmitter | RT919310068SA | Monitors, Physiologic, Multipurpose, Telemetric
| GE Medical Systems | ApexPro CH Transmitter | SUN25455620SA | Monitors, Physiologic, Multipurpose, Telemetric
CH 8686 | GE Medical Systems | ApexPro CH Transmitter | RT919430111SA | Monitors, Physiologic, Multipurpose, Telemetric
| GE Medical Systems | Carescape T14 | sup25082164sa | Monitors, Physiologic, Multipurpose, Telemetric
| GE Medical Systems | ApexPro CH Transmitter | sun25205459sa | Monitors, Physiologic, Multipurpose, Telemetric
CH. 10134 | GE Medical Systems | Carescape T14 | SE22020001SA | Monitors, Physiologic, Multipurpose, Telemetric
| GE Medical Systems | Carescape T14 | sup25082175sa | Monitors, Physiologic, Multipurpose, Telemetric
| GE Medical Systems | ApexPro CH Transmitter | RT919310108SA | Monitors, Physiologic, Multipurpose, Telemetric
244513 | GE Medical Systems | ApexPro CH Transmitter | L-RT918020148SA | Monitors, Physiologic, Multipurpose, Telemetric
| GE Medical Systems | Carescape T14 | SUP24020213SA | Monitors, Physiologic, Multipurpose, Telemetric
| GE Medical Systems | ApexPro CH Transmitter | SUN25465464SA | Monitors, Physiologic, Multipurpose, Telemetric
| GE Medical Systems | Carescape T14 | SUP23500106SA | Monitors, Physiologic, Multipurpose, Telemetric
| GE Medical Systems | Carescape T14 | SUP23500125SA | Monitors, Physiologic, Multipurpose, Telemetric
| GE Medical Systems | ApexPro CH Transmitter | SUN25465450SA | Monitors, Physiologic, Multipurpose, Telemetric
B41431 CH 10111 | GE Medical Systems | Carescape T14 | SE21120051SA | Monitors, Physiologic, Multipurpose, Telemetric
| Olympus America | CLK-4 | 7853639 | Light Sources
CH 10089 | GE Medical Systems | Carescape T14 | SE321160091SA | Monitors, Physiologic, Multipurpose, Telemetric
| GE Medical Systems | ApexPro CH Transmitter | RT919310167SA | Monitors, Physiologic, Multipurpose, Telemetric
| GE Medical Systems | Carescape T14 | SUP23500126SA | Monitors, Physiologic, Multipurpose, Telemetric
| GE Medical Systems | ApexPro CH Transmitter | RT919420032SA | Monitors, Physiologic, Multipurpose, Telemetric
CH 10044 | GE Medical Systems | Carescape T14 | SE321110024SA | Monitors, Physiologic, Multipurpose, Telemetric
| GE Medical Systems | Carescape T14 | sup25082148sa | Monitors, Physiologic, Multipurpose, Telemetric
| GE Medical Systems | Carescape T14 | SE322090025SA | Monitors, Physiologic, Multipurpose, Telemetric
| GE Medical Systems | ApexPro CH Transmitter | Rt91930069SA | Monitors, Physiologic, Multipurpose, Telemetric
| GE Medical Systems | Carescape T14 | sup25082132sa | Monitors, Physiologic, Multipurpose, Telemetric
| GE Medical Systems | Carescape T14 | SUP25082140SA | Monitors, Physiologic, Multipurpose, Telemetric
| GE Medical Systems | Carescape T14 | SUP24010046SA | Monitors, Physiologic, Multipurpose, Telemetric
| GE Medical Systems | Carescape T14 | SUP23500032SA | Monitors, Physiologic, Multipurpose, Telemetric
| GE Medical Systems | Carescape T14 | SUP25332859SA | Monitors, Physiologic, Multipurpose, Telemetric
| GE Medical Systems | Carescape T14 | sup25082133sa | Monitors, Physiologic, Multipurpose, Telemetric
| GE Medical Systems | Carescape T14 | sup25082139sa | Monitors, Physiologic, Multipurpose, Telemetric
| GE Medical Systems | Carescape T14 | SUP25082160SA | Monitors, Physiologic, Multipurpose, Telemetric
| GE Medical Systems | Carescape T14 | SUP24020305SA | Monitors, Physiologic, Multipurpose, Telemetric
| GE Medical Systems | Carescape T14 | sup25082146sa | Monitors, Physiologic, Multipurpose, Telemetric
| GE Medical Systems | Carescape T14 | SE320490198SA | Monitors, Physiologic, Multipurpose, Telemetric
| Erbe USA Inc | VIO 300D | 11359291 | Electrosurgical Units, Monopolar/Bipolar
| Stryker Instruments Div Stryker Corp | Neptune S Rover | 2310708633 | Waste-Disposal Units, Liquid
| Sony Electronics Inc Medical Systems Div | LMD-3251MT/3G | 3100567 | Monitors, Video
| Exergen Corporation | TemporalScanner TAT-5000 | a1248591 | Thermometers, Electronic, Infrared, Skin
| Mass. | ENDOSCOPE DRYING CABINET | 36754 | Dryers
197175 | Ohio Medical Corporation | Intermittent/Continuous Vacuum Regulator | PSAA07752 | Regulators, Suction
| JUN-AIR | 87R-4P | 819801509 | Air Compressors
B16127 | GE Healthcare | CARESCAPE Respiratory Module E-sCO | SGV20461252HA | Physiologic Monitor Modules, Anesthetic Gas
BN29447 | Olympus America | CLV-190 | 7669207 | Light Sources, Rigid Endoscope/Multipurpose, Fiberoptic Cable
| Stryker Instruments Div Stryker Corp | Neptune S Rover | 2317803473 | Waste-Disposal Units, Liquid
192002 | Exergen Corporation | TemporalScanner TAT-5000 | A1248592 | Thermometers, Electronic, Infrared, Skin
| GE Healthcare | CARESCAPE Respiratory Module E-sCO | SGV17341079HA | Physiologic Monitor Modules, Anesthetic Gas
| GE Healthcare | CARESCAPE Respiratory Module E-sCO | SGV20461467HA | Physiologic Monitor Modules, Anesthetic Gas
BN4396 | Olympus America | CLK-4 | 8216107 | Light Sources
| Mass. | ENDOSCOPE DRYING CABINET | 36753 | Dryers
B16128 / ENDO-PORT3 | GE Healthcare | CARESCAPE Monitor B450 | SNT21032326SA | Monitoring Systems, Physiologic
B18006 | GE Healthcare | F7 Module Rack | SEF13307060HX | Physiologic Monitor Module Housings
BN27663 | Exergen Corporation | TemporalScanner TAT-5000 | A418626 | Thermometers, Electronic, Infrared, Skin
| Olympus America | UCR | 7258354 | Insufflators, Endoscopic
B16436 | Erbe USA Inc | APC 2 | 11328960 | Electrosurgical Units, Monopolar, Argon-Enhanced Coagulation
BS33257 | Exergen Corporation | TemporalScanner TAT-5000 | A884296 | Thermometers, Electronic, Infrared, Skin
| SONY CORP OF AMERICA | LMD-3251MT/HD | 3100585 | Monitors, Video
B16113 | GE Healthcare | CARESCAPE Respiratory Module E-sCO | SGV20461239HA | Physiologic Monitor Modules, Anesthetic Gas
| GE Healthcare | CARESCAPE Respiratory Module E-sCO | SGV20461434HA | Physiologic Monitor Modules, Anesthetic Gas
| Stryker Instruments Div Stryker Corp | Neptune S Rover | 2317803823 | Waste-Disposal Units, Liquid
BS25737 | GE Healthcare | CARESCAPE PDM Patient Data Module | SA317380217SA | Physiologic Monitor Modules, Multiparameter
| Medivators Reprocessing Systems | EndoStratus | P02310 | Irrigation/Distention Systems
B13312 | SONY CORP OF AMERICA | LMD-3251MT/HD | 3100666 | Monitors, Video
| Harloff | DSC36T-DP | 133015 | Cabinets, Storage, Endoscope
B16125 / GI-08 | GE Healthcare | CARESCAPE B650 | SNS21032016SA | Monitors, Physiologic, Multipurpose, Bedside, Modular
B16142 / GI-09 | GE Healthcare | CARESCAPE B650 | SNS21032194SA | Monitors, Physiologic, Multipurpose, Bedside, Modular
B16432 | GE Healthcare | CARESCAPE Respiratory Module E-sCO | SGV20461338HA | Physiologic Monitor Modules, Anesthetic Gas
B16099 / ENDOR-03 | GE Healthcare | CARESCAPE B650 | SNS21032225SA | Monitors, Physiologic, Multipurpose, Bedside, Modular
| GE Healthcare | CARESCAPE PDM Patient Data Module | SA317380215SA | Physiologic Monitor Modules, Multiparameter
| Exergen Corporation | TemporalScanner IR TAT-5000S | A1351726 | Thermometers, Electronic, Infrared, Skin
A57350 | Medivators Reprocessing Systems | ENDODRY | CM04902 | Cabinets, Storage, Endoscope
183152 | Medivators Reprocessing Systems | Scope Buddy Plus | 13112944 | Washer/Decontamination Units, Endoscopic Channel Flushing
| Mass. | ENDOSCOPE DRYING CABINET | 36752 | Dryers
BN29325 | Medivators Reprocessing Systems | EndoStratus | P02592 | Irrigation/Distention Systems
ENDOR-02 | GE Healthcare | CARESCAPE B650 | SNS21032241SA | Monitors, Physiologic, Multipurpose, Bedside, Modular
| Medivators Reprocessing Systems | Scope Buddy Plus | 13125496 | Washer/Decontamination Units, Endoscopic Channel Flushing
| GE Medical Systems | ApexPro CH Transmitter | SUN25455634SA | Monitors, Physiologic, Multipurpose, Telemetric
A49524 | Laborie Medical Technologies Corp. | Aquarius LT | NALT-7-16121297 | Urodynamic Measurement Systems
BS34247 | ECHONOUS | EchoNous Bladder | HUB001193921 | Scanning Systems, Ultrasonic, Small-Parts, Urinary Bladder
| Laborie Medical Technologies Corp. | NXT Go | NXTC-30026750 | Urodynamic Measurement Systems
183079 | Huntleigh Healthcare | Dopplex MD2 | MD2P30210259-07 | Detectors, Blood Flow, Ultrasonic
BS34246 | ECHONOUS | EchoNous Bladder | HUBR2206005 | Scanning Systems, Ultrasonic, Small-Parts, Urinary Bladder
B16116 | GE Healthcare | CARESCAPE PDM Patient Data Module | SPX20500974SA | Physiologic Monitor Modules, Multiparameter
2874191 | Olympus America | CF-HQ190L | 2874191 | Colonoscopes, Video
2103214 | Olympus America | CF-HQ190L | 2103214 | Colonoscopes, Video
BS33404 | GE Medical Systems | CARESCAPE CENTRAL STATION MAI700 | SKN19310050SA | Monitoring Systems
| Reichert Ophthalmic Instruments Div | LensChek Plus | 00966-0622 | Lensometers
| Allied Healthcare Products, Inc. | G180 OptiVac | NSN | Aspirators, Airway
CH 8713 | GE Medical Systems | ApexPro CH Transmitter | RT920350135SA | Monitors, Physiologic, Multipurpose, Telemetric
B12647 | Baxter | TherMax US | 107096 | Warming Units, Blood/Intravenous Solution
| Haag-Streit Group USA | B900 | 957 | Slit Lamps
B12640 | Baxter | PRISMAX | 106801 | Hemodialysis Units, Renal, Continuous Replacement Therapy
A57678 | Boston Scientific Corporation | SpyGlass DS Direct Visualization System | 1530700095 | Image Processors, Video, Endoscopy
| GE Medical Systems | Carescape T14 | SUP23500044SA | Monitors, Physiologic, Multipurpose, Telemetric
BS25654 | Reichert Ophthalmic Instruments Div | ClearChart 2 Digital Acuity System | 71765-1118 | Projectors, Photographic Slide, Eye Chart
BS29719 | CARDINAL HEALTH | C19100 | 192859 | Lights, Examination
| Reichert Ophthalmic Instruments Div | Tono-Pen AVIA | 73360-0723 | Ophthalmic Tonometers, Applanation
BS25658 | Reichert Ophthalmic Instruments Div | ClearChart 4 Digital Acuity System | 71906-0119 | Projectors, Photographic Slide, Eye Chart
BS26941 | Reichert Ophthalmic Instruments Div | ClearChart 4 Digital Acuity System | 71153-0218 | Projectors, Photographic Slide, Eye Chart
| GE Medical Systems | Carescape T14 | SE322020036SA | Monitors, Physiologic, Multipurpose, Telemetric
BS32950 | GE Medical Systems | CARESCAPE CENTRAL STATION MAI700 | SKN19430075SA | Monitoring Systems
| GE Medical Systems | Carescape T14 | SUN26095576SA | Monitors, Physiologic, Multipurpose, Telemetric
A57408 | Medtronic Inc | ManoScan ESO | MSMIL5468 | Analyzers, Physiologic, Peristaltic Motility, Esophageal
| GE Medical Systems | Carescape T14 | SE321160033SA | Monitors, Physiologic, Multipurpose, Telemetric
B12639 | Baxter | TherMax US | 107091 | Warming Units, Blood/Intravenous Solution
BS32951 | GE Medical Systems | CARESCAPE CENTRAL STATION MAI700 | SKN19160063SA | Monitoring Systems
| GE Medical Systems | ApexPro CH Transmitter | sun25205446sa | Monitors, Physiologic, Multipurpose, Telemetric
CH 8734 | GE Medical Systems | ApexPro CH Transmitter | RT920340188SA | Monitors, Physiologic, Multipurpose, Telemetric
| Detecto - A Division of Cardinal Scale Manufacturing Co. | APEX-AC | E32518-0052 | Scales, Patient, Floor
2874196 | Olympus America | CF-HQ190L | 2874196 | Colonoscopes, Video
BS32949 | GE Medical Systems | CARESCAPE CENTRAL STATION MAI700 | SKN19430073SA | Monitoring Systems
| GE Medical Systems | ApexPro CH Transmitter | sun25205450sa | Monitors, Physiologic, Multipurpose, Telemetric
| SONY CORP OF AMERICA | LMD-3251MT/HD | 3100662 | Monitors, Video
| GE Medical Systems | ApexPro CH Transmitter | sun25205483sa | Monitors, Physiologic, Multipurpose, Telemetric
BN22787 | Welch Allyn Inc | Tycos 509 | 50121234045 | Sphygmomanometers, Aneroid
| Reliance Medical Products Inc | 7800 | 109803c0911030 | Examination/Treatment Stands, Ophthalmic
B39269 | Carl Zeiss Inc | ATLAS 9000 | 90003427 | Corneal Topography Systems
BS31876 | GE Medical Systems | Carescape T14 | SE322260080SA | Monitors, Physiologic, Multipurpose, Telemetric
| GE Medical Systems | ApexPro CH Transmitter | sun25205495sa | Monitors, Physiologic, Multipurpose, Telemetric
B16108 / GI-03 | GE Healthcare | CARESCAPE B650 | SNS21032189SA | Monitors, Physiologic, Multipurpose, Bedside, Modular
B41218 | Reichert Ophthalmic Instruments Div | ClearChart 4 Digital Acuity System | 46844-0421 | Projectors, Photographic Slide, Eye Chart
B16117 | GE Healthcare | CARESCAPE Respiratory Module E-sCO | SGV20461470HA | Physiologic Monitor Modules, Anesthetic Gas
CH 8668 | GE Medical Systems | ApexPro CH Transmitter | RT919420188SA | Monitors, Physiologic, Multipurpose, Telemetric
Bn22102 | Medivators Reprocessing Systems | Scope Buddy | 204201 | Washer/Decontamination Units, Endoscopic Channel Flushing
AHU 04 | GE Medical Systems | Carescape T14 | SE322020038SA | Monitors, Physiologic, Multipurpose, Telemetric
| GE Medical Systems | Carescape T14 | sup25082166sa | Monitors, Physiologic, Multipurpose, Telemetric
| GE Medical Systems | Carescape T14 | SUP25433118SA | Monitors, Physiologic, Multipurpose, Telemetric
| Heine USA Ltd | Omega 600 | 1106682986 | Ophthalmoscopes, Indirect
BS20907 | Reliance Medical Products Inc | 7800 | 109803C0911027 | Examination/Treatment Stands, Ophthalmic
| GE Medical Systems | ApexPro CH Transmitter | SUN23350375SA | Monitors, Physiologic, Multipurpose, Telemetric
| GE Medical Systems | ApexPro CH Transmitter | SUN26095603SA | Monitors, Physiologic, Multipurpose, Telemetric
| Reichert Ophthalmic Instruments Div | Tono-Pen AVIA | 74867-0224 | Ophthalmic Tonometers, Applanation
| Reliance Medical Products Inc | 7800 | 109805C0711010 | Examination/Treatment Stands, Ophthalmic
| IRIDEX Corporation | TruFocus Dual LIO Premier-Heine Headband | 1341745 | Ophthalmoscopes, Indirect
BS18521 | 3M Health Care | Bair Hugger 775 | 62338 | Warming Units, Patient, Forced-Air
| Reichert Ophthalmic Instruments Div | Tono-Pen AVIA | 75481-0424 | Ophthalmic Tonometers, Applanation
| Reichert Ophthalmic Instruments Div | LensChek Plus | 00971-0622 | Lensometers
B16095 / GI-04 | GE Healthcare | CARESCAPE B650 | SNS21032003SA | Monitors, Physiologic, Multipurpose, Bedside, Modular
B16122 / GI-07 | GE Healthcare | CARESCAPE B650 | SNS21032217SA | Monitors, Physiologic, Multipurpose, Bedside, Modular
B16118 / GI-06 | GE Healthcare | CARESCAPE B650 | SNS21032196SA | Monitors, Physiologic, Multipurpose, Bedside, Modular
| Exergen Corporation | TemporalScanner IR TAT-5000S | A1351394 | Thermometers, Electronic, Infrared, Skin
B16112 | GE Healthcare | CARESCAPE PDM Patient Data Module | SPX20500943SA | Physiologic Monitor Modules, Multiparameter
| Reichert Ophthalmic Instruments Div | LensChek Plus | 00970-0622 | Lensometers
| GE Medical Systems | Carescape T14 | SUP23500055SA | Monitors, Physiologic, Multipurpose, Telemetric
| Exergen Corporation | TemporalScanner IR TAT-5000S | A1351712 | Thermometers, Electronic, Infrared, Skin
A54165 | Welch Allyn Inc | ELI 280 | 119150001597 | Electrocardiographs, Multichannel, Interpretive
| GE Medical Systems | Carescape T14 | SUP24020252SA | Monitors, Physiologic, Multipurpose, Telemetric
CH 8754 | GE Medical Systems | ApexPro CH Transmitter | RT921020016SA | Monitors, Physiologic, Multipurpose, Telemetric
| Reichert Ophthalmic Instruments Div | Tono-Pen AVIA | 74872-0224 | Ophthalmic Tonometers, Applanation
| Reichert Ophthalmic Instruments Div | Tono-Pen AVIA | 71773-0123 | Ophthalmic Tonometers, Applanation
| Keeler Instruments Inc | CRYOMATIC MK II | K0908916 | Cryosurgical Units, Ophthalmic
| Heine USA Ltd | Omega 500 | 1120005892 | Ophthalmoscopes, Indirect
| Welch Allyn Inc | 767 Wall Sphygmomanometer | 171121184655 | Sphygmomanometers, Aneroid
| GE Medical Systems | ApexPro CH Transmitter | SUN25465457SA | Monitors, Physiologic, Multipurpose, Telemetric
BN28295 | Reliance Medical Products Inc | FX-920 | 092052B0811007 | Chairs, Examination/Treatment, Ophthalmology
| Heine USA Ltd | Omega 500 | 1120006600 | Ophthalmoscopes, Indirect
| Reichert Ophthalmic Instruments Div | Phoroptor | 441007 | Ophthalmic Cross Cylinder Lenses
BS19725 | Welch Allyn Inc | Connex Vital Signs Monitor 6000 Series | 103000323111 | Monitors, Physiologic, Vital Signs
| Optos | P200DTX | 54741 | Ophthalmoscopes, Scanning Laser
| Reichert Ophthalmic Instruments Div | Tono-Pen AVIA | 71523-1222 | Ophthalmic Tonometers, Applanation
BS35639 | TOPCON MEDICAL SYSTEMS, INC. | DRI OCT Triton | 950004 | Cameras, Photographic, Ophthalmic, Fundus, Non-Mydriatic
| Welch Allyn Inc | Connex Spot Monitor | (21)100079791723 | Monitors, Physiologic, Vital Signs
| Welch Allyn Inc | Connex Spot Monitor | (21)100018201123 | Monitors, Physiologic, Vital Signs
| Welch Allyn Inc | Connex Spot Monitor | 100003874719 | Monitors, Physiologic, Vital Signs
| Haag-Streit Group USA | BI 900 | 01839 | Slit Lamps
| GE Medical Systems | ApexPro CH Transmitter | SUN26095574SA | Monitors, Physiologic, Multipurpose, Telemetric
| Reliance Medical Products Inc | FX-920 | 092052B0811024 | Chairs, Examination/Treatment, Ophthalmology
BN29455 | SONY CORP OF AMERICA | LMD-3251MT/HD | 3100705 | Monitors, Video
| GE Medical Systems | Carescape T14 | SUP25433121SA | Monitors, Physiologic, Multipurpose, Telemetric
BN10308 | Midmark Corp | 498 Power Procedures Center | DH002597 | Carts
BS21451 | IRIDEX Corporation | OcuLight TX | TX1517REVB | Lasers, Diode, Ophthalmic
BN23215 | Reliance Medical Products Inc | FX-920 | 092052B0811052 | Chairs, Examination/Treatment, Ophthalmology
| Reichert Ophthalmic Instruments Div | Tono-Pen AVIA | 74868-0224 | Ophthalmic Tonometers, Applanation
B16102 / GI-01 | GE Healthcare | CARESCAPE B650 | SNS21032034SA | Monitors, Physiologic, Multipurpose, Bedside, Modular
B17075 | TOPCON MEDICAL SYSTEMS, INC. | TRC-NW8F Plus | Z43474 | Cameras, Photographic, Ophthalmic, Fundus, Mydriatic
| Stryker Instruments Div Stryker Corp | SafeAir | 21111027 | Smoke Evacuation Systems, Surgical
| Welch Allyn Inc | Connex Spot Monitor | 100051742221 | Monitors, Physiologic, Vital Signs
| GE Medical Systems | ApexPro CH Transmitter | sun25205496sa | Monitors, Physiologic, Multipurpose, Telemetric
| Olympus America | OEV-262H | 7193253 | Monitors, Video
BN29448 | Olympus America | OEP-5 | A625663 | Printers, Video
| Olympus America | CV-190 | 7622242 | Image Processors, Video, Endoscopy
B16131 / ENDOR-01 | GE Healthcare | CARESCAPE Monitor B650 | SK416081002HA | Monitoring Systems, Physiologic
BN29331 | Medivators Reprocessing Systems | EndoStratus | P02288 | Irrigation/Distention Systems
| GE Healthcare | CARESCAPE PDM Patient Data Module | SPX21030034SA | Physiologic Monitor Modules, Multiparameter
| Masimo Corp. | Rad-5 | N194598 | Oximeters, Pulse
| Masimo Corp. | Rad-5 | N194546 | Oximeters, Pulse
| Precision Medical Inc | EasyGo Vac Portable Aspirator | 00925383 | Aspirators
183182 | Exergen Corporation | TemporalScanner TAT-5000 | A1042082 | Thermometers, Electronic, Infrared, Skin
A59006 | INTUITIVE SURGICAL | Ion | EN0992 | Telemanipulation Systems, Surgical, Minimally Invasive
BN29450 | Sony Electronics Inc Medical Systems Div | LMD-3251MT/3G | 3100579 | Monitors, Video
BN29468 | Olympus America | WM-NP2 | 21609659 | Carts, Computer/Video Monitor
BS21603 | Erbe USA Inc | VIO 300D | 11328555 | Electrosurgical Units, Monopolar/Bipolar
| GE Healthcare | ApexPro Receiver Subsystem | RTS19320010SA | Monitors, Physiologic, Multipurpose, Telemetric
BS34904 | GE Medical Systems | CARESCAPE CENTRAL STATION MAI700 | SKN20340064SA | Monitoring Systems
| GE Medical Systems | Carescape T14 | SUP25433096SA | Monitors, Physiologic, Multipurpose, Telemetric
| GE Medical Systems | ApexPro CH Transmitter | SUN25455615SA | Monitors, Physiologic, Multipurpose, Telemetric
CH 8629 | GE Medical Systems | ApexPro CH Transmitter | RT919310115SA | Monitors, Physiologic, Multipurpose, Telemetric
BS33325 | GE Medical Systems | CARESCAPE CENTRAL STATION MAI700 | SKN19310063SA | Monitoring Systems
| GE Medical Systems | Carescape T14 | SUP23500092SA | Monitors, Physiologic, Multipurpose, Telemetric
| GE Medical Systems | Carescape T14 | SE321160029SA | Monitors, Physiologic, Multipurpose, Telemetric
| GE Medical Systems | CARESCAPE CENTRAL STATION MAI700 | SKN21010132SA | Monitoring Systems
BS35741 | GE Medical Systems | CARESCAPE CENTRAL STATION MAI700 | SKN21010103SA | Monitoring Systems
| GE Healthcare | ApexPro Receiver Subsystem | RTS19320005SA | Monitors, Physiologic, Multipurpose, Telemetric
| Detecto - A Division of Cardinal Scale Manufacturing Co. | APEX-AC | E08724-0114 | Scales, Patient, Floor
CH 10080 | GE Medical Systems | Carescape T14 | SE321160090SA | Monitors, Physiologic, Multipurpose, Telemetric
B41414 | Midmark Corp | Ritter 204 | V2337907 | Tables, Examination/Treatment, Adjustable
| De Soutter Medical | CLEANCAST CC7 | 21/010112 | Saws, Cast, Electric, Oscillating
| The Brewer Company | ECO-SERIES | EC007018 | Lights, Examination, Stand-Alone
| The Brewer Company | ECO-SERIES | EC007012 | Lights, Examination, Stand-Alone
| The Brewer Company | ECO-SERIES | EC007011 | Lights, Examination, Stand-Alone
| Health-O-Meter Inc | Digital Platform Scale | 07948 | Scales, Patient, Platform, Electronic
B41421 | Midmark Corp | Ritter 204 | V2321072 | Tables, Examination/Treatment, Adjustable
B41413 | Midmark Corp | Ritter 204 | V2337945 | Tables, Examination/Treatment, Adjustable
B41419 | Midmark Corp | Ritter 204 | V2320947 | Tables, Examination/Treatment, Adjustable
| Detecto - A Division of Cardinal Scale Manufacturing Co. | APEX-AC | E04126-0140 | Scales, Patient, Floor
B41418 | Midmark Corp | Ritter 204 | V2321074 | Tables, Examination/Treatment, Adjustable
BS34798 | Midmark | Midmark 647 | V2244740 | Chairs, Examination/Treatment, Podiatry
B41415 | Midmark Corp | Ritter 204 | V2338056 | Tables, Examination/Treatment, Adjustable
BS34799 | Midmark | Midmark 647 | V2244636 | Chairs, Examination/Treatment, Podiatry
| Welch Allyn Inc | Connex Spot Monitor | (21)100027192923 | Monitors, Physiologic, Vital Signs
| Detecto - A Division of Cardinal Scale Manufacturing Co. | APEX-AC | E04126-0137 | Scales, Patient, Floor
| Welch Allyn Inc | Connex Spot Monitor | (21)100027122923 | Monitors, Physiologic, Vital Signs
B41420 | Midmark Corp | Ritter 204 | V2321072 | Tables, Examination/Treatment, Adjustable
B41417 | Midmark Corp | Ritter 204 | V2321119 | Tables, Examination/Treatment, Adjustable
B41416 | Midmark Corp | Ritter 204 | V2320943 | Tables, Examination/Treatment, Adjustable
| GE Medical Systems | ApexPro CH Transmitter | SUN25465452SA | Monitors, Physiologic, Multipurpose, Telemetric
| GE Medical Systems | ApexPro CH Transmitter | SUN25195733SA | Monitors, Physiologic, Multipurpose, Telemetric
| Welch Allyn Inc | ELI 280 | 119450001587 | Electrocardiographs, Multichannel, Interpretive
| Philips Medical Systems Cardiac and Monitoring Syste | HeartStart FRx | B21F-00330 | Defibrillators, External, Automated
| Welch Allyn Inc | Connex Spot Monitor | 100001201917 | Monitors, Physiologic, Vital Signs
| Welch Allyn Inc | 767 Wall Sphygmomanometer | 9709 | Sphygmomanometers, Aneroid
| Olympus America | CLK-4 | 7853496 | Light Sources
| Olympus America | CV-190 | 7273929 | Image Processors, Video, Endoscopy
| Ohio Medical Corporation | Intermittent/Continuous Vacuum Regulator | GFFD06751 | Regulators, Suction
| Olympus America | CLK-4 | 7260465 | Light Sources
A57348 | Medivators Reprocessing Systems | ENDODRY | CM04900 | Cabinets, Storage, Endoscope
| Sony Electronics Inc Medical Systems Div | UP-DR80MD | 747597 | Printers, Video
| GE Medical Systems | Carescape T14 | SUP25413040SA | Monitors, Physiologic, Multipurpose, Telemetric
| Image Stream Medical | NCARE MX2 | mx2-313395 | Image Storage Devices
| Welch Allyn Inc | 767 Wall Transformer | 1619615 | Transformers, Constant Voltage
| Olympus America | CLV-190 | 7307596 | Light Sources, Rigid Endoscope/Multipurpose, Fiberoptic Cable
192324 | Welch Allyn Inc | Spot Vital Signs LXi | 20090602630 | Monitors, Physiologic, Vital Signs
BN29475 | Olympus America | CV-190 | 7622244 | Image Processors, Video, Endoscopy
| Welch Allyn Inc | 767 Wall Transformer | 192718 | Transformers, Constant Voltage
| MTI Medical Technology Industries Inc | TC100AS ENT Treatment Cabinet | 120417007 | Cabinets, Treatment, Otorhinolaryngology
| Welch Allyn Inc | 767 Wall Sphygmomanometer | 9801070825 | Sphygmomanometers, Aneroid
BN12405 | InnerSpace Corporation | Large Diameter Scope Cabinet | 36354 | Cabinets, Storage, Endoscope
| Welch Allyn Inc | 767 Wall Sphygmomanometer | 9608302024 | Sphygmomanometers, Aneroid
| Welch Allyn Inc | 767 Wall Transformer | 1450385 | Transformers, Constant Voltage
| Midmark Corp | Midmark 641 | V1021803 | Chairs, Examination/Treatment
BN20949 | Midmark Corp | Midmark 641 | V1022517 | Chairs, Examination/Treatment
BN20950 | Midmark Corp | Midmark 641 | V1021096 | Chairs, Examination/Treatment
| Welch Allyn Inc | Wall Sphygmomanometer | 9801191524 | Sphygmomanometers, Aneroid
B16115 / GI-05 | GE Healthcare | CARESCAPE B650 | SNS21032023SA | Monitors, Physiologic, Multipurpose, Bedside, Modular
BN20952 | Midmark Corp | Midmark 641 | V1023155 | Chairs, Examination/Treatment
| Zoll Medical Corp | R Series PLUS | AF19A091157 | Defibrillators, External, Automated
| Welch Allyn Inc | 747 Diagnostic Set | 183115 | Ophthalmoscope/Otoscopes
| GE Medical Systems | CARESCAPE CENTRAL STATION MAI700 | SKN21010141SA | Monitoring Systems
BS25657 | Northgate Technologies | AUTOLITH Touch | 22809BDC | Lithotripters, Intracorporeal, Electrohydraulic
BN24841 | Ohio Medical Corporation | Push-To-Set 3-Mode Continuous Vacuum Regulator | GFHV02455 | Regulators, Suction
BN29474 | Olympus America | CLV-190 | 7669260 | Light Sources, Rigid Endoscope/Multipurpose, Fiberoptic Cable
BN29442 | Olympus America | WM-NP2 | 21609877 | Carts, Computer/Video Monitor
| Stryker Instruments Div Stryker Corp | Neptune S Rover | 2317805733 | Waste-Disposal Units, Liquid
| Medivators Reprocessing Systems | MV-1 | E16015-0080 | Disinfectors, Liquid Germicide, Flexible Endoscope
A17270 | Medtronic Inc | FORCE FX-C | F6B 45439A | Electrosurgical Units
| Welch Allyn Inc | 747 Diagnostic Set | 1377506 | Ophthalmoscope/Otoscopes
BN16480 | BSN Medical inc | TurboCare Cast Saw | 2803 | Saws, Cast, Electric
| Huntleigh Healthcare | Dopplex D900 | 900LX0174370-15 | Detectors, Blood Flow, Ultrasonic
BN20602 | Welch Allyn Inc | Tycos 509 | 60110164700 | Sphygmomanometers, Aneroid
Bn26796 | Midmark Corp | Ritter 204 | V2337933 | Tables, Examination/Treatment, Adjustable
| Reichert Ophthalmic Instruments Div | 12990 | 17088-6 | Ophthalmometers
BS34653 | Welch Allyn Inc | SureTemp Plus 690 | 19304217 | Thermometers, Electronic
BN0825 | Welch Allyn Inc | 747 Diagnostic Set | NSN | Ophthalmoscope/Otoscopes
B41440 | Philips Medical Systems Cardiac and Monitoring Syste | HeartStart FRx | B21E-01984 | Defibrillators, External, Automated
| Midmark | Ritter 204 | U2606712 | Tables, Examination/Treatment, Adjustable
| EDAN USA | SONOTRAX Basic | 461022-m23404010005 | Detectors, Fetal Heart, Ultrasonic
| Welch Allyn Inc | Tycos 509 | 060113233106 | Sphygmomanometers, Aneroid
BN20584 | Welch Allyn Inc | Tycos 509 | 51214133837 | Sphygmomanometers, Aneroid
B12648 | Baxter | PRISMAX | 106818 | Hemodialysis Units, Renal, Continuous Replacement Therapy
| GE Medical Systems | Carescape T14 | SUP25433117SA | Monitors, Physiologic, Multipurpose, Telemetric
| Welch Allyn Inc | Connex Spot Monitor | 100016000000 | Monitors, Physiologic, Vital Signs
B12638 | Baxter | PRISMAX | 106859 | Hemodialysis Units, Renal, Continuous Replacement Therapy
| Welch Allyn Inc | 767 Wall Sphygmomanometer | 060114093008 | Sphygmomanometers, Aneroid
B12649 | Baxter | TherMax US | 107094 | Warming Units, Blood/Intravenous Solution
BN29336 | SONY CORP OF AMERICA | LMD-3251MT/HD | 3100545 | Monitors, Video
BN25810 | Olympus America | UCR | 7321286 | Insufflators, Endoscopic
BN25812 | Olympus America | UCR | 7321199 | Insufflators, Endoscopic
B38091 | Olympus America | CV-190 | 7622246 | Image Processors, Video, Endoscopy
| SONY CORP OF AMERICA | LMD-3251MT/HD | 3100661 | Monitors, Video
A59712 | Baxter | PRISMAX | PX208262 | Hemodialysis Units, Renal, Continuous Replacement Therapy
B12643 | Baxter | TherMax US | 107090 | Warming Units, Blood/Intravenous Solution
B12646 | Baxter | PRISMAX | 106850 | Hemodialysis Units, Renal, Continuous Replacement Therapy
| Baxter | TherMax US | TX207684 | Warming Units, Blood/Intravenous Solution
BN13365 | Marco Ophthalmic | LM-101 | 26686 | Lensometers
A33473 | Stille Surgical Inc | Sonesta 6202 Urology Procedure Chair | 12-30453 | Chairs, Examination/Treatment
BN20590 | Welch Allyn Inc | Tycos 509 | 60112185602 | Sphygmomanometers, Aneroid
| Welch Allyn Inc | Connex Spot Monitor | 100018161123 | Monitors, Physiologic, Vital Signs
BN20598 | Welch Allyn Inc | Tycos 509 | 60114095607 | Sphygmomanometers, Aneroid
BS21264 | Welch Allyn Inc | Spot Vital Signs LXi | 20091005304 | Monitors, Physiologic, Vital Signs
| Welch Allyn Inc | Connex Spot Monitor | 100079851723 | Monitors, Physiologic, Vital Signs
| Welch Allyn Inc | Spot Vital Signs LXi | 20150100588 | Monitors, Physiologic, Vital Signs
| Reichert Ophthalmic Instruments Div | 12990 | 17017-6 | Ophthalmometers
BN29452 | Olympus America | CLV-190 | 7669302 | Light Sources, Rigid Endoscope/Multipurpose, Fiberoptic Cable
| KARL STORZ | Hopkins | 10032X | Endoscopic Telescopes
BS17633 | Olympus America | CLK-4 | 7853494 | Light Sources
| Stryker Instruments Div Stryker Corp | SafeAir | 22112306 | Smoke Evacuation Systems, Surgical
| Huntleigh Healthcare | Dopplex D900 | 900LX0174728-15 | Detectors, Blood Flow, Ultrasonic
BN13145 | TOPCON MEDICAL SYSTEMS, INC. | AIT-15 | 9735045 | Tables, Instrument
BN24921 | Ambu | aView Monitor | AM14C00088 | Monitors, Video
BN1058 | Welch Allyn Inc | 747 Diagnostic Set | NSN | Ophthalmoscope/Otoscopes
BN23704 | Stryker Corp Medical Div | 26" VisionPro Monitor | VEH261E0493 | Monitors, Video
BN1048 | Welch Allyn Inc | 747 Diagnostic Set | NSN | Ophthalmoscope/Otoscopes
BN1051 | Welch Allyn Inc | 747 Diagnostic Set | NSN | Ophthalmoscope/Otoscopes
| Olympus America | CV-190 | 7622245 | Image Processors, Video, Endoscopy
B16170 | Exergen Corporation | TemporalScanner TAT-5000 | A1058179 | Thermometers, Electronic, Infrared, Skin
| MAC Medical Inc | DWC 24 | 031720-TS8 | Warming Units, Multipurpose
| Exergen Corporation | TemporalScanner IR TAT-5000S | A1351730 | Thermometers, Electronic, Infrared, Skin
A53278 | Erbe USA Inc | ERBECRYO 2 | 11586895 | Cryosurgical Units, General-Purpose
| Mass. | ENDOSCOPE DRYING CABINET | 36216 | Dryers
BN20588 | Welch Allyn Inc | Tycos 509 | 60110164003 | Sphygmomanometers, Aneroid
183183 | Welch Allyn Inc | Connex Spot Monitor | (21) 100055845218 | Monitors, Physiologic, Vital Signs
| Health-O-Meter Inc | Digital Platform Scale | 06374 | Scales, Patient, Platform, Electronic
BN10760 | Midmark Corp | 498 Power Procedures Center | DH002603 | Carts
| Midmark Corp | Ritter 204 | 183188 | Tables, Examination/Treatment, Adjustable
| Olympus America | EU-ME2 | 7127042 | Scanning Systems, Ultrasonic, Endoscopic
| Midmark Corp | Ritter 204 | V2328762 | Tables, Examination/Treatment, Adjustable
BN20498 | Welch Allyn Inc | Tycos 509 | 69976825 | Sphygmomanometers, Aneroid
B16375 | Medline Industries Inc | Patient Lift | A210600064 | Lifts, Patient Transfer
| Ohio Medical Corporation | Intermittent/Continuous Vacuum Regulator | GFCX01591 | Regulators, Suction
| EDAN USA | SONOTRAX Basic | 461022-M24107110011 | Detectors, Fetal Heart, Ultrasonic
BN27637 | Welch Allyn Inc | Tycos 509 | 120605153846 | Sphygmomanometers, Aneroid
| Midmark Corp | 498 Power Procedures Center | DH002606 | Carts
BN20486 | Midmark Corp | RITTER 104 | CD052142 | Tables, Examination/Treatment, Adjustable
| Welch Allyn Inc | Spot Vital Signs LXi | 2011050241 | Monitors, Physiologic, Vital Signs
BS30149 | Welch Allyn Inc | 747 Diagnostic Set | 1549452 | Ophthalmoscope/Otoscopes
BN23693 | Stryker Endoscopy Div Stryker Corp | SDC Ultra | 11G037604 | Information Systems, Picture Archiving/Communication, Endoscopy
B41222 | De Soutter Medical | CLEANCAST CC7 | 21/0970 | Saws, Cast, Electric, Oscillating
1549454 | Midmark Corp | Ritter 204 | V2337942 | Tables, Examination/Treatment, Adjustable
| Midmark Corp | Ritter 204 | V2337963 | Tables, Examination/Treatment, Adjustable
| EDAN USA | SONOTRAX Basic | 461022-M24107110016 | Detectors, Fetal Heart, Ultrasonic
BN25863 | Welch Allyn Inc | Tycos 509 | 120719182236 | Sphygmomanometers, Aneroid
BN25865 | Welch Allyn Inc | 767 Wall Sphygmomanometer | 120719182134 | Sphygmomanometers, Aneroid
Bn26404 | Welch Allyn Inc | 767 Wall Sphygmomanometer | 050419093539 | Sphygmomanometers, Aneroid
BN27635 | Welch Allyn Inc | 767 Wall Sphygmomanometer | 120604153105 | Sphygmomanometers, Aneroid
BN20591 | Welch Allyn Inc | 767 Wall Sphygmomanometer | 051214162122 | Sphygmomanometers, Aneroid
| Welch Allyn Inc | 767 Wall Sphygmomanometer | 060114131557 | Sphygmomanometers, Aneroid
BN20600 | Welch Allyn Inc | 767 Wall Sphygmomanometer | 60114122854 | Sphygmomanometers, Aneroid
| Welch Allyn Inc | 767 Wall Sphygmomanometer | 192692 | Sphygmomanometers, Aneroid
BN3474 | Midmark Corp | RITTER 104 | BS027335 | Tables, Examination/Treatment, Adjustable
BN10761 | Midmark Corp | 498 Power Procedures Center | DH002607 | Carts
A34132 | Welch Allyn Inc | ELI 280 | 122400001873 | Electrocardiographs, Multichannel, Interpretive
BN2469 | Midmark Corp | Ritter 411 | AV008184 | Chairs, Examination/Treatment
BN1015 | Welch Allyn Inc | 747 Diagnostic Set | 192872 | Ophthalmoscope/Otoscopes
BN2457 | Midmark Corp | RITTER 104 | CD052145 | Tables, Examination/Treatment, Adjustable
BS17904 | Olympus America | CLK-4 | 7620464 | Light Sources
B41223 | De Soutter Medical | CLEANCAST CC7 | 21-010110 | Saws, Cast, Electric, Oscillating
| Welch Allyn Inc | 747 Diagnostic Set | 1549367 | Ophthalmoscope/Otoscopes
BS17903 | Olympus America | CLV-180 | 7620465 | Light Sources
BN21669 | Welch Allyn Inc | GOOSENECK | 163014 | Lights, Examination
bs35598 | Micromedical Tech | Air Fx | AIR1-40-0198 | Stimulators, Caloric, Vestibular Function
B16105 / GI-02 | GE Healthcare | CARESCAPE B650 | SNS21032009SA | Monitors, Physiologic, Multipurpose, Bedside, Modular
| Ohio Medical Corporation | Intermittent/Continuous Vacuum Regulator | GFFK20154 | Regulators, Suction
| SONY CORP OF AMERICA | LMD-3251MT/HD | 3100667 | Monitors, Video
BS25743 | GE Healthcare | CARESCAPE Respiratory Module E-sCO | SGV17321154HA | Physiologic Monitor Modules, Anesthetic Gas
BN29462 | Olympus America | CV-190 | 7622241 | Image Processors, Video, Endoscopy
| GE Healthcare | CARESCAPE PDM Patient Data Module | SA317380196SA | Physiologic Monitor Modules, Multiparameter
BN29478 | SONY CORP OF AMERICA | LMD-3251MT/HD | 3100564 | Monitors, Video
A57347 | Medivators Reprocessing Systems | ENDODRY | CM04905 | Cabinets, Storage, Endoscope
| Olympus America | CLV-190 | 7669258 | Light Sources, Rigid Endoscope/Multipurpose, Fiberoptic Cable
#A | Medivators Reprocessing Systems | ADVANTAGE PLUS | 13104597 | Disinfectors, Liquid Germicide, Flexible Endoscope
#B | Medivators Reprocessing Systems | ADVANTAGE PLUS | 13105083 | Disinfectors, Liquid Germicide, Flexible Endoscope
| Medivators Reprocessing Systems | Scope Buddy Plus | 13140373 | Washer/Decontamination Units, Endoscopic Channel Flushing
B16094 | GE Healthcare | CARESCAPE Respiratory Module E-sCO | SGV20461256HA | Physiologic Monitor Modules, Anesthetic Gas
| Baxter | TherMax US | TX207675 | Warming Units, Blood/Intravenous Solution
| Medivators Reprocessing Systems | EndoStratus | 13148730 | Irrigation/Distention Systems
B12642 | Baxter | PRISMAX | 106814 | Hemodialysis Units, Renal, Continuous Replacement Therapy
BS18652 | Olympus America | UCR | 7421966 | Insufflators, Endoscopic
| Ohio Medical Corporation | PISA | PSAA11247 | Regulators, Suction
BN29458 | Olympus America | OEP-5 | A625668 | Printers, Video
A59713 | Baxter | PRISMAX | PX208250 | Hemodialysis Units, Renal, Continuous Replacement Therapy
A57349 | Medivators Reprocessing Systems | ENDODRY | CM04906 | Cabinets, Storage, Endoscope
| American Power Conversion (APC) by Schneider Electric | APC Smart-UPS 1000VA | 2729AVHSM879401153 | Power Systems, Electrical, Uninterruptible
| Precision Medical Inc | PowerVac + PM63 | 00007231 | Aspirators, Airway
| Olympus America | CV-190 | 7273973 | Image Processors, Video, Endoscopy
| Allied Healthcare Products, Inc. | Gomco 4005 | 010026072000168211181226 | Aspirators, Surgical
A57346 | Medivators Reprocessing Systems | ENDODRY | CM04901 | Cabinets, Storage, Endoscope
BN23353 | Ohio Medical Corporation | Intermittent/Continuous Vacuum Regulator | GFFF29999 | Regulators, Suction
Bs22160 | Amvex Corporation | Analog Continuous/Intermittent Vacuum Regulator | VRA07525EP | Regulators, Suction
BN30005 | Ohio Medical Corporation | Push-To-Set 3-Mode Continuous Vacuum Regulator | GFHV02459 | Regulators, Suction
B16129 | GE Healthcare | CARESCAPE PDM Patient Data Module | SPX21030018SA | Physiologic Monitor Modules, Multiparameter
A59314 #1 | Medivators Reprocessing Systems | ADVANTAGE PLUS | 13150993 | Disinfectors, Liquid Germicide, Flexible Endoscope
B39295 | Mindray | BeneView MPM Module | CTK47086587 | Physiologic Monitor Modules, Multiparameter
B39315 | Mindray | BeneView MPM Module | CTK47086631 | Physiologic Monitor Modules, Multiparameter
BS31744 | NSK-Nakanishi International | Surgic Pro | 00314932 | Dental Engines
bn22756 | Mindray | BeneView MPM Module | CTK28055298 | Physiologic Monitor Modules, Multiparameter
bn22690 | Mindray | BeneView MPM Module | CTK2B059586 | Physiologic Monitor Modules, Multiparameter
| GE Healthcare | CARESCAPE PDM Patient Data Module | SPX20510044SA | Physiologic Monitor Modules, Multiparameter
| Olympus America | CLV-190 | 7669255 | Light Sources, Rigid Endoscope/Multipurpose, Fiberoptic Cable
BS33887 | Detecto - A Division of Cardinal Scale Manufacturing Co. | APEX-AC | E13520-0103 | Scales, Patient, Floor
B32042 | GE Healthcare | F7 Module Rack | SEF13400889HX | Physiologic Monitor Module Housings
BS31882 | GE Medical Systems | Carescape T14 | SE322260041SA | Monitors, Physiologic, Multipurpose, Telemetric
BN22825 | Ohio Medical Corporation | Intermittent/Continuous Vacuum Regulator | JGGS07557 | Regulators, Suction
bn22688 | Mindray | Sidestream CO2 Module | CFD23223343 | Physiologic Monitor Modules, Exhaled Carbon Dioxide
1377486 | Mindray | Sidestream CO2 Module | CFD44263914 | Physiologic Monitor Modules, Exhaled Carbon Dioxide
B41173 | Welch Allyn Inc | Connex Spot Monitor | 100071000000 | Monitors, Physiologic, Vital Signs
B39314 | Mindray | Sidestream CO2 Module | CFD44263923 | Physiologic Monitor Modules, Exhaled Carbon Dioxide
| Ohio Medical Corporation | PISA | PSCA23788 | Regulators, Suction
bn22689 | Mindray | Sidestream CO2 Module | CFD23223345 | Physiologic Monitor Modules, Exhaled Carbon Dioxide
| Ohio Medical Corporation | PISA | PSCA23789 | Regulators, Suction
bs33128 | Ohio Medical Corporation | Intermittent/Continuous Vacuum Regulator | PSAY22340 | Regulators, Suction
| BOYD Industries | E3010LC | 392220-3 | Chairs, Procedure
| BOYD Industries | E3010LC | 392220-2 | Chairs, Procedure
B12784 | Welch Allyn Inc | Connex Spot Monitor | (21)100013360221 | Monitors, Physiologic, Vital Signs
BS35608 | Midmark Corp | Midmark 641 | V2270870 | Chairs, Examination/Treatment
BS23222 | Stryker Endoscopy Div Stryker Corp | SDC 3 | 15I004134 | Information Systems, Picture Archiving/Communication, Endoscopy
BS18484 | 3M Health Care | Bair Hugger 775 | 62458 | Warming Units, Patient, Forced-Air
| Stryker Corp Medical Div | 32" 4K Surgical Display | SV7321J0426 | Monitors, Video
| Carl Zeiss Inc | OPMI pico | 6627104439 | Microscopes, Light, Operating, Dental
B16092 / ENDO-PORT1 | GE Healthcare | CARESCAPE Monitor B450 | SNT21032332SA | Monitoring Systems, Physiologic
| Erbe USA Inc | APC 2 | 11442543 | Electrosurgical Units, Monopolar, Argon-Enhanced Coagulation
B16103 | GE Healthcare | CARESCAPE PDM Patient Data Module | SPX20510078SA | Physiologic Monitor Modules, Multiparameter
| Tripp Lite | SmartPro 120V 1.5kVA 1.35kW Line-Interactive Sine Wave UPS | 3211GYOSM820601194 | Power Systems, Electrical, Uninterruptible
| Erbe USA Inc | VIO 300D | 11444490 | Electrosurgical Units, Monopolar/Bipolar
| Medivators Reprocessing Systems | EndoStratus | 13148731 | Irrigation/Distention Systems
| Exergen Corporation | TemporalScanner IR TAT-5000S | A1351716 | Thermometers, Electronic, Infrared, Skin
BN29444 | Olympus America | WM-DP2 | 21610085 | Carts, Computer/Video Monitor
B13209 | JUN-AIR | 87R-4P | 316802181 | Air Compressors
| Harloff | DSC24SK-DP | 133015 | Cabinets, Storage, Endoscope
| Ohio Medical Corporation | Intermittent/Continuous Vacuum Regulator | AHCM09418 | Regulators, Suction
| BOYD Industries | E3010LC | 392220-1 | Chairs, Procedure
BS35609 | Midmark Corp | Midmark 641 | V2271356 | Chairs, Examination/Treatment
BS35610 | Midmark Corp | Midmark 641 | V2271443 | Chairs, Examination/Treatment
BS31743 | NSK-Nakanishi International | Surgic Pro | 021Z0058 | Dental Engines
BS23865 | A-dec, Inc. | 577L | 15F577L-A60442 | Lights, Examination, Dental/Intraoral
| Welch Allyn Inc | 767 Wall Transformer | 1377508 | Transformers, Constant Voltage
BN20101 | Ohio Medical Corporation | Intermittent/Continuous Vacuum Regulator | GFFU02620 | Regulators, Suction
BN28292 | A-dec, Inc. | 577L | 15F577L-A61783 | Lights, Examination, Dental/Intraoral
B41726 | NSK-Nakanishi International | Surgic Pro | 021X0097 | Dental Engines
BN20951 | Midmark Corp | Midmark 641 | V1023168 | Chairs, Examination/Treatment
| Stryker Endoscopy Div Stryker Corp | SDP1000 | 83044 | Printers, Video
BS25656 | Carl Zeiss Inc | OPMI pico | 6811502324 | Microscopes, Light, Operating, Dental
1450366 | Olympus America | CLK-4 | 7853638 | Light Sources
BN20953 | Midmark Corp | Midmark 641 | V1022470 | Chairs, Examination/Treatment
| Stryker Endoscopy Div Stryker Corp | SDP1000 | 82960 | Printers, Video
BN26292 | Sony Electronics Inc Medical Systems Div | UP-5600MDU/S | 703673 | Printers, Video
| Olympus America | OEV-262H | 7292419 | Monitors, Video
| Ohio Medical Corporation | Intermittent/Continuous Vacuum Regulator | GFFK32507 | Regulators, Suction
BS20525 | Mindray | DPM6 | DT-46006472 | Monitoring Systems, Physiologic
| Welch Allyn Inc | 767 Wall Transformer | 1450378 | Transformers, Constant Voltage
| Olympus America | CLK-4 | 7853493 | Light Sources
BN26296 | Olympus America | CV-190 | 7505221 | Image Processors, Video, Endoscopy
BS-33129 | AccuVein | AccuVein AV500 | AV19460465 | Vein Finders, Infrared Light
BN21203 | Welch Allyn Inc | LS150 | 179623 | Lights, Examination
BN21196 | Welch Allyn Inc | Tycos 509 | 090414105457 | Sphygmomanometers, Aneroid
BN30206 | Midmark Corp | Ritter 224 | V1997607 | Tables, Examination/Treatment, Adjustable
BS31638 | Midmark Corp | Ritter 225 | V2265084 | Tables, Examination/Treatment, Adjustable
BN22465 | Welch Allyn Inc | Tycos 509 | 090303140431 | Sphygmomanometers, Aneroid
BN28519 | Drive DeVilbiss Healthcare Inc | Pulmo-Aide | D7010602 | Nebulizers
BN21165 | Welch Allyn Inc | 767 Wall Transformer | 179619 | Transformers, Constant Voltage
BN22659 | Drive DeVilbiss Healthcare Inc | Pulmo-Aide | H2677938 | Nebulizers
BN3054 B29753 | ACMI Corporation | MM-6000 | 61CM-112 | Colposcopes
BS31634 | Midmark Corp | Ritter 225 | V2264814 | Tables, Examination/Treatment, Adjustable
Bn18159 | Midmark Corp | Ritter 204 | V653025 | Tables, Examination/Treatment, Adjustable
BN22657 | Welch Allyn Inc | Tycos 509 | 090303141240 | Sphygmomanometers, Aneroid
BN21187 | Welch Allyn Inc | Exam Light III | 179622 | Lights, Examination
BN20030 | Welch Allyn Inc | Exam Light III | 179629 | Lights, Examination
BN21175 | Welch Allyn Inc | LS150 | 179682 | Lights, Examination
BN18821 | Welch Allyn Inc | LS150 | 179609 | Lights, Examination
BN21200 | Welch Allyn Inc | LS150 | 179587 | Lights, Examination
BN21185 | Welch Allyn Inc | LS150 | 179677 | Lights, Examination
BN21204 | Welch Allyn Inc | 767 Wall Transformer | 179590 | Transformers, Constant Voltage
BS31637 | Midmark Corp | Ritter 225 | V2265842 | Tables, Examination/Treatment, Adjustable
BS31631 | Midmark Corp | Ritter 225 | V2265100 | Tables, Examination/Treatment, Adjustable
BS21125 | Welch Allyn Inc | Spot Vital Signs LXi | 20090703213 | Monitors, Physiologic, Vital Signs
BN21164 | Welch Allyn Inc | LS150 | 179627 | Lights, Examination
BN21356 | Midmark Corp | Ritter 204 | v810568 | Tables, Examination/Treatment, Adjustable
BN18818 | Welch Allyn Inc | Green Series 777 Integrated Wall System | 179683 | Ophthalmoscope/Otoscope/Vital Signs Measuring Systems
BN21202 | Welch Allyn Inc | 767 Wall Transformer | 179586 | Transformers, Constant Voltage
BN21172 | Welch Allyn Inc | 767 Wall Transformer | 179607 | Transformers, Constant Voltage
BN13437 | Midmark Corp | Evolution 75 | 190329 | Tables, Examination/Treatment, Adjustable
BN21201 | Welch Allyn Inc | Tycos 509 | 090414105725 | Sphygmomanometers, Aneroid
BN18822 | Welch Allyn Inc | Green Series 777 Integrated Wall System | 179626 | Ophthalmoscope/Otoscope/Vital Signs Measuring Systems
BN21181 | Welch Allyn Inc | 767 Wall Transformer | 179611 | Transformers, Constant Voltage
BN18814 | PHC Corp of North America | MPR-414F | 09030153 | Refrigerators, Pharmacy
BS31636 | Midmark Corp | Ritter 225 | V2265032 | Tables, Examination/Treatment, Adjustable
BS32022 | Welch Allyn Inc | ELI 280 | 119450001625 | Electrocardiographs, Multichannel, Interpretive
Bn21163 | Midmark Corp | Ritter 204 | V759935 | Tables, Examination/Treatment, Adjustable
BN21182 | Welch Allyn Inc | Tycos 509 | 090414092535 | Sphygmomanometers, Aneroid
BS31635 | Midmark Corp | Ritter 225 | V2265873 | Tables, Examination/Treatment, Adjustable
BN21192 | Welch Allyn Inc | Tycos 509 | 090414092158 | Sphygmomanometers, Aneroid
BS21123 | Welch Allyn Inc | Spot Vital Signs LXi | 20081207561 | Monitors, Physiologic, Vital Signs
BN21171 | Welch Allyn Inc | LS150 | 179608 | Lights, Examination
BN30207 | Midmark Corp | Ritter 224 | V1997797 | Tables, Examination/Treatment, Adjustable
BN21176 | Welch Allyn Inc | 767 Wall Transformer | 179602 | Transformers, Constant Voltage
BS21133 | Welch Allyn Inc | Spot Vital Signs LXi | 20090401449 | Monitors, Physiologic, Vital Signs
BS21089 | Welch Allyn Inc | Spot Vital Signs LXi | 20090703265 | Monitors, Physiologic, Vital Signs
Bn21168 | Midmark Corp | Ritter 204 | V759921 | Tables, Examination/Treatment, Adjustable
BN21177 | Welch Allyn Inc | Tycos 509 | 090414092017 | Sphygmomanometers, Aneroid
BS30824 | Midmark | Ritter 204 | V2134776 | Tables, Examination/Treatment, Adjustable
BN18824 | Welch Allyn Inc | LS150 | 179620 | Lights, Examination
BS21315 | Philips Medical Systems Cardiac and Monitoring Syste | HeartStart FRx | B10G-03323 | Defibrillators, External, Automated
BN21179 | Welch Allyn Inc | LS150 | 179615 | Lights, Examination
BN22328 | Welch Allyn Inc | Tycos 509 | 090624072852 | Sphygmomanometers, Aneroid
BN21186 | Detecto - A Division of Cardinal Scale Manufacturing Co. | 758C | E20209-0068 | Scales, Patient, Floor
BS21088 | Welch Allyn Inc | Spot Vital Signs LXi | 20090703264 | Monitors, Physiologic, Vital Signs
BN18823 | Welch Allyn Inc | Green Series 777 Integrated Wall System | 179614 | Ophthalmoscope/Otoscope/Vital Signs Measuring Systems
BS31633 | Midmark Corp | Ritter 225 | V2264979 | Tables, Examination/Treatment, Adjustable
BN22325 | Welch Allyn Inc | Tycos 509 | 090623150036 | Sphygmomanometers, Aneroid
BN21193 | Welch Allyn Inc | 767 Wall Transformer | 179680 | Transformers, Constant Voltage
BS17898 | Welch Allyn Inc | Spot Vital Signs LXi | 20130100189 | Monitors, Physiologic, Vital Signs
BS31632 | Midmark Corp | Ritter 225 | V2265890 | Tables, Examination/Treatment, Adjustable
BN18825 | Welch Allyn Inc | 767 Integrated Diagnostic System | 179625 | Ophthalmoscope/Otoscope/Vital Signs Measuring Systems
B29789 | AMBCO | 650A | B13520 | Audiometers
BN21197 | Welch Allyn Inc | 767 Wall Transformer | 179595 | Transformers, Constant Voltage
BN21173 | Welch Allyn Inc | Tycos 509 | 090429115909 | Sphygmomanometers, Aneroid
BN26511 | AMBCO | 650A | B13458 | Audiometers
| INNOVO MEDICAL | iP900AP | 500E038110 | Oximeters, Pulse
BN21166 | Welch Allyn Inc | Tycos 509 | 080509183907 | Sphygmomanometers, Aneroid
BN21191 | Welch Allyn Inc | LS150 | 179603 | Lights, Examination
BN21205 | Welch Allyn Inc | Tycos 509 | 090414124333 | Sphygmomanometers, Aneroid
| INNOVO MEDICAL | iP900AP | 500E038106 | Oximeters, Pulse
| Natus Medical Inc | Brain Monitor EEG | 16862135381 | Electroencephalographs
B41581 | Hans Rudolph Inc | 5530 | 553-8256 | Syringes, Plunger, Calibration, Spirometer/Pulmonary Function Analyzer
| Natus Medical Inc | Brain Monitor EEG | 16862133713 | Electroencephalographs
BN24231 | Seca Corp | seca 703 | 5769028136640 | Scales, Patient, Floor
| Natus Medical Inc | Brain Monitor EEG | 16862133710 | Electroencephalographs
BS21243 | Welch Allyn Inc | Spot Vital Signs LXi | 20120805463 | Monitors, Physiologic, Vital Signs
BS30924 | Hans Rudolph Inc | 5530 | 553-53189 | Syringes, Plunger, Calibration, Spirometer/Pulmonary Function Analyzer
BS30921 | Medical Graphics Corp (MedGraphics) | Platinum Elite Dx | 243000740 | Plethysmographs, Whole Body
BS30922 | Medical Graphics Corp (MedGraphics) | Platinum Elite Dx | 243000739 | Plethysmographs, Whole Body
B16422 | Hans Rudolph Inc | 5530 | 553-54148 | Syringes, Plunger, Calibration, Spirometer/Pulmonary Function Analyzer
B29726 | OrSense | NBM200 | NBM7000Q0504 | Oximeters, Pulse
BS31610 | Medical Graphics Corp (MedGraphics) | Ultima PF | 251000257 | Analyzers, Physiologic, Respiratory Function Mechanics, Adult
| Hans Rudolph Inc | 5530 | 553-54475 | Syringes, Plunger, Calibration, Spirometer/Pulmonary Function Analyzer
| Hans Rudolph Inc | 5530 | 553-53025 | Syringes, Plunger, Calibration, Spirometer/Pulmonary Function Analyzer
B29725 | OrSense | NBM200 | NBM7000T0569 | Oximeters, Pulse
C200615044 | Natus Medical Inc | EDX | RZ202471M | Recorders, Physiologic, Evoked Potential
BS19973 | Philips Medical Systems Cardiac and Monitoring Syste | HeartStart FRx | B13A-01950 | Defibrillators, External, Automated
| Natus Medical Inc | EEG32U Clinical Amplifier | 2191151608 | Electroencephalographs
BN16343 | Welch Allyn Inc | SureTemp Plus 690 | 08036759 | Thermometers, Electronic
| Summit Industries Inc | accucold Series | 24070030 | Refrigerators, Laboratory
Bn28525 | Midmark Corp | Ritter 230 | V1188418 | Tables, Examination/Treatment, Adjustable
BN26499 | Follett Corporation | REF-1 | H87501 | Refrigerators, Laboratory
BS21233 | Welch Allyn Inc | Spot Vital Signs LXi | 20100100827 | Monitors, Physiologic, Vital Signs
BN16352 | Welch Allyn Inc | SureTemp Plus 690 | 08036629 | Thermometers, Electronic
Bn28190 | Follett Corporation | REF4P | F00683 | Refrigerators, Laboratory
176448 | Welch Allyn Inc | Connex Spot Monitor | 100000914922 | Monitors, Physiologic, Vital Signs
BS15912 | Welch Allyn Inc | Spot Vital Signs LXi | 20070903393 | Monitors, Physiologic, Vital Signs
B34147 | Welch Allyn Inc | SureTemp Plus 690 | 08036626 | Thermometers, Electronic
BN16340 | Midmark Corp | Ritter 204 | V567851 | Tables, Examination/Treatment, Adjustable
| Lutech Industries, Inc. | LT-300 HD | 26013039 | Colposcopes
BS32019 | Welch Allyn Inc | ELI 280 | 119450001602 | Electrocardiographs, Multichannel, Interpretive
| BD | Surgical Clipper | 179199 | Clippers, Hair, Electric, Preoperative
BN16327 | Welch Allyn Inc | SureTemp Plus 692 | 08035602 | Thermometers, Electronic
bn22803 | Welch Allyn Inc | Tycos 509 | 071206120932 | Sphygmomanometers, Aneroid
bn16342 | Welch Allyn Inc | 767 Wall Transformer | 1406219 | Transformers, Constant Voltage
1406218 | Welch Allyn Inc | Tycos 509 | 071214140543 | Sphygmomanometers, Aneroid
BN21843 | Welch Allyn Inc | SureTemp Plus 690 | 08452474 | Thermometers, Electronic
bn16330 | Welch Allyn Inc | 767 Wall Transformer | 1406177 | Transformers, Constant Voltage
BS21232 | Welch Allyn Inc | Spot Vital Signs LXi | 20100100798 | Monitors, Physiologic, Vital Signs
BN21588 | Welch Allyn Inc | 767 Wall Transformer | 1406192 | Transformers, Constant Voltage
bn22804 | Welch Allyn Inc | Tycos 509 | 1406183 | Sphygmomanometers, Aneroid
| Welch Allyn Inc | Connex Spot Monitor | 100056561826 | Monitors, Physiologic, Vital Signs
1406175 | Midmark Corp | Ritter 204 | V2337911 | Tables, Examination/Treatment, Adjustable
BN16328 | Welch Allyn Inc | 767 Wall Transformer | 1406180 | Transformers, Constant Voltage
bn16339 | Welch Allyn Inc | 767 Wall Transformer | 1406196 | Transformers, Constant Voltage
BN16348 | Welch Allyn Inc | 767 Wall Transformer | 1406200 | Transformers, Constant Voltage
Bn20659 | CONMED Corporation | Hyfrecator 2000 | 16151212 | Electrosurgical Units, Monopolar/Bipolar
BN16323 | Welch Allyn Inc | SureTemp Plus 690 | 08035605 | Thermometers, Electronic
BS18830 | Welch Allyn Inc | Spot Vital Signs LXi | 20150401854 | Monitors, Physiologic, Vital Signs
1406190 | Midmark Corp | Ritter 204 | V2337953 | Tables, Examination/Treatment, Adjustable
BS21803 | Buffalo Filter | Porta PlumeSafe 604 | 036891 | Smoke Evacuation Systems, Surgical, Mobile/Portable
| Medline Industries Inc | Vacu-Line | 646240207722 | Aspirators, Surgical
1406186 | Midmark Corp | Ritter 204 | v2338051 | Tables, Examination/Treatment, Adjustable
BS16966 | Welch Allyn Inc | Spot Vital Signs LXi | 20080201072 | Monitors, Physiologic, Vital Signs
bn22814 | Welch Allyn Inc | Tycos 509 | 71214135851 | Sphygmomanometers, Aneroid
BN16338 | Welch Allyn Inc | SureTemp Plus 690 | 08036424 | Thermometers, Electronic
BN16351 | Welch Allyn Inc | 767 Wall Transformer | 1406184 | Transformers, Constant Voltage
bn21843 | Welch Allyn Inc | 767 Wall Transformer | 1406207 | Transformers, Constant Voltage
1406199 | Welch Allyn Inc | Tycos 509 | 071214135322 | Sphygmomanometers, Aneroid
BN16329 | Welch Allyn Inc | LS200 | 190286 | Lights, Examination
BN21848 | Welch Allyn Inc | SureTemp Plus 690 | 08452825 | Thermometers, Electronic
BN16349 | Welch Allyn Inc | SureTemp Plus 690 | 08036418 | Thermometers, Electronic
1406221 | Midmark Corp | Ritter 204 | V2337957 | Tables, Examination/Treatment, Adjustable
bn22815 | Welch Allyn Inc | Tycos 509 | 071206121145 | Sphygmomanometers, Aneroid
| Seca Corp | seca 644 | 10000001692430 | Scales, Patient, Floor
BN22802 | Welch Allyn Inc | Tycos 509 | 081022184322 | Sphygmomanometers, Aneroid
BS21349 | Philips Medical Systems Cardiac and Monitoring Syste | HeartStart FRx | B09G-00081 | Defibrillators, External, Automated
BN16324 | Midmark Corp | Ritter 204 | V567786 | Tables, Examination/Treatment, Adjustable
BS21044 | Carl Zeiss Inc | KSK 150 FC | 6022509396 | Colposcopes
BN16353 | Detecto - A Division of Cardinal Scale Manufacturing Co. | Digital Waist-High Physician Scale | E07908-0343 | Scales, Patient, Floor
Bn18871 | Midmark Corp | Ritter 204 | V855839 | Tables, Examination/Treatment, Adjustable
BN16337 | Midmark Corp | Ritter 204 | V567863 | Tables, Examination/Treatment, Adjustable
176447 | Welch Allyn Inc | Connex Spot Monitor | 100084924822 | Monitors, Physiologic, Vital Signs
bn22651 | Welch Allyn Inc | Tycos 509 | 081022184605 | Sphygmomanometers, Aneroid
bn22811 | Welch Allyn Inc | Tycos 509 | 071206120815 | Sphygmomanometers, Aneroid
bn28521 | Welch Allyn Inc | Tycos 509 | 071206120548 | Sphygmomanometers, Aneroid
bn16322 | Welch Allyn Inc | 767 Wall Transformer | 1406173 | Transformers, Constant Voltage
Bn16347 | Midmark Corp | Ritter 204 | V567868 | Tables, Examination/Treatment, Adjustable
BN16341 | Welch Allyn Inc | SureTemp Plus 690 | 08035643 | Thermometers, Electronic
B16855 | Welch Allyn Inc | Connex Spot Monitor | 100053111722 | Monitors, Physiologic, Vital Signs
| Welch Allyn Inc | Connex Spot Monitor | 1000076022524 | Monitors, Physiologic, Vital Signs
bn16336 | Welch Allyn Inc | 767 Wall Transformer | 1406188 | Transformers, Constant Voltage
1406212 | Huntleigh Healthcare | Fetal Dopplex II | FD2P341543420 | Detectors, Fetal Heart, Ultrasonic
BN22694 | Detecto - A Division of Cardinal Scale Manufacturing Co. | Digital Waist-High Physician Scale | E06212-0115 | Scales, Patient, Floor
BN21966 | Welch Allyn Inc | Tycos 509 | 050428072836 | Sphygmomanometers, Aneroid
BN21574 | Midmark Corp | Ritter 204 | V880602 | Tables, Examination/Treatment, Adjustable
BN22497 | Midmark Corp | Ritter 204 | V1196305 | Tables, Examination/Treatment, Adjustable
BN20553 | Welch Allyn Inc | Tycos 509 | 100118084237 | Sphygmomanometers, Aneroid
BN21624 | Welch Allyn Inc | LS150 | 1377384 | Lights, Examination
Bn13240 | Welch Allyn Inc | 767 Wall Transformer | 155724 | Transformers, Constant Voltage
BN21529 | Welch Allyn Inc | 767 Wall Transformer | 155727 | Transformers, Constant Voltage
BN2831 | Welch Allyn Inc | 767 Wall Transformer | 190326 | Transformers, Constant Voltage
C10209 | Midmark Corp | Ritter 230 | V2270971 | Tables, Examination/Treatment, Adjustable
Bn13233 | Midmark Corp | Ritter 304 | V132452 | Tables, Examination/Treatment, Adjustable
BN20577 | Welch Allyn Inc | Tycos 509 | 100115160524 | Sphygmomanometers, Aneroid
BN2148 | Midmark Corp | RITTER 104 | CD096956 | Tables, Examination/Treatment, Adjustable
| Welch Allyn Inc | Connex Spot Monitor | 100010702425 | Monitors, Physiologic, Vital Signs
BN2836 | Welch Allyn Inc | 767 Wall Transformer | 190324 | Transformers, Constant Voltage
| Welch Allyn Inc | Green Series 300 | 169380 | Lights, Examination
Bn21532 | Welch Allyn Inc | 767 Wall Transformer | 190322 | Transformers, Constant Voltage
BN21525 | Welch Allyn Inc | 767 Wall Transformer | 155720 | Transformers, Constant Voltage
BN23882 | Midmark Corp | RITTER 104 | CD097339 | Tables, Examination/Treatment, Adjustable
| Midmark Corp | Ritter 355 | V1195601 | Lights, Examination
BN20576 | Welch Allyn Inc | Tycos 509 | 100115151305 | Sphygmomanometers, Aneroid
BN27641 | Midmark Corp | Ritter 355 | V1195553 | Lights, Examination
Bn21521 | Midmark Corp | Ritter 223 | V849527 | Tables, Examination/Treatment, Adjustable
1377391 | Midmark | MIDMARK 626 | V2454586 | Chairs, Examination/Treatment
bn21963 | Welch Allyn Inc | Tycos 509 | 100115143954 | Sphygmomanometers, Aneroid
Bn21528 | Midmark Corp | Ritter 223 | V849313 | Tables, Examination/Treatment, Adjustable
BS21286 | CONMED Corporation | Hyfrecator 2000 | 10DGJ042 | Electrosurgical Units, Monopolar/Bipolar
BN21981 | Welch Allyn Inc | Tycos 509 | 100115150935 | Sphygmomanometers, Aneroid
BN22623 | Detecto - A Division of Cardinal Scale Manufacturing Co. | Digital Waist-High Physician Scale | E06212-0116 | Scales, Patient, Floor
BN28502 | Welch Allyn Inc | Spot Vital Signs LXi | 20150905458 | Monitors, Physiologic, Vital Signs
bn21973 | Welch Allyn Inc | Tycos 509 | 050107201707 | Sphygmomanometers, Aneroid
bn20570 | Welch Allyn Inc | Tycos 509 | 190340 | Sphygmomanometers, Aneroid
| Welch Allyn Inc | Connex Spot Monitor | 100030182123 | Monitors, Physiologic, Vital Signs
| Welch Allyn Inc | Tycos 509 | 65123060002 00470 | Sphygmomanometers, Aneroid
BN13424 | Midmark Corp | Ritter 204 | V374687 | Tables, Examination/Treatment, Adjustable
| Welch Allyn Inc | Connex Spot Monitor | 100019011223 | Monitors, Physiologic, Vital Signs
bn21962 | Welch Allyn Inc | Tycos 509 | 050428072938 | Sphygmomanometers, Aneroid
bn21980 | Welch Allyn Inc | Tycos 509 | 10011510133 | Sphygmomanometers, Aneroid
190331 | Midmark Corp | Ritter 204 | V880657 | Tables, Examination/Treatment, Adjustable
BN28653 | Detecto - A Division of Cardinal Scale Manufacturing Co. | Digital Waist-High Physician Scale | E04616-0319 | Scales, Patient, Floor
| ResMed Corp. | ApneaLink Air Complete Kit | 202250103617 | Recorders, Physiologic, Trend, Respiration Rate
Bn22622 | Midmark Corp | Ritter 204 | V1163333 | Tables, Examination/Treatment, Adjustable
BN20545 | Welch Allyn Inc | Tycos 509 | 050428073345 | Sphygmomanometers, Aneroid
Bn13242 | Welch Allyn Inc | 767 Wall Transformer | 190346 | Transformers, Constant Voltage
| Welch Allyn Inc | Tycos 509 | 65123060002 00553 | Sphygmomanometers, Aneroid
BN28652 | Welch Allyn Inc | 767 Wall Transformer | 1377385 | Transformers, Constant Voltage
| Welch Allyn Inc | Tycos 509 | NSN183915 | Sphygmomanometers, Aneroid
| ResMed Corp. | ApneaLink Air Complete Kit | 202350111537 | Recorders, Physiologic, Trend, Respiration Rate
BN21971 | Welch Allyn Inc | Tycos 509 | 100115150402 | Sphygmomanometers, Aneroid
BS22053 | Welch Allyn Inc | Spot Vital Signs LXi | 20110302346 | Monitors, Physiologic, Vital Signs
| Welch Allyn Inc | Tycos 509 | 65123060002 00601 | Sphygmomanometers, Aneroid
bn21976 | Welch Allyn Inc | Tycos 509 | 050107201813 | Sphygmomanometers, Aneroid
Bn21497 | Midmark Corp | Ritter 223 | V848824 | Tables, Examination/Treatment, Adjustable
BN21622 | Welch Allyn Inc | Tycos 509 | 100115154725 | Sphygmomanometers, Aneroid
| Welch Allyn Inc | Tycos 509 | NSN183917 | Sphygmomanometers, Aneroid
| Welch Allyn Inc | Tycos 509 | NSN183914 | Sphygmomanometers, Aneroid
| Welch Allyn Inc | Tycos 509 | 65123060002 00423 | Sphygmomanometers, Aneroid
BS21639 | Welch Allyn Inc | Spot Vital Signs LXi | 20111108740 | Monitors, Physiologic, Vital Signs
BN21575 | Welch Allyn Inc | 767 Wall Transformer | NSN | Transformers, Constant Voltage
BN20578 | Welch Allyn Inc | Tycos 509 | D50428222830 | Sphygmomanometers, Aneroid
BN13256 | Detecto - A Division of Cardinal Scale Manufacturing Co. | Mechanical Physician Scale | 0504-1275 | Scales, Patient, Platform
bs22061 | Philips Medical Systems Cardiac and Monitoring Syste | HeartStart FRx | B11D-00751 | Defibrillators, External, Automated
| Welch Allyn Inc | Green Series Exam Light IV | nsn236193 | Lights, Examination, Wall-Mounted
| Welch Allyn Inc | Green Series Exam Light IV | nsn236194 | Lights, Examination, Wall-Mounted
BN21508 | Midmark Corp | Ritter 204 | V880426 | Tables, Examination/Treatment, Adjustable
BS22756 | Wallach Surgical Devices Inc | Vantage ABI | 11131266 | Flowmeters, Blood, Ultrasonic
| Welch Allyn Inc | Tycos 509 | 65123060002 00414 | Sphygmomanometers, Aneroid
BN21621 | Welch Allyn Inc | Tycos 509 | D50428222934 | Sphygmomanometers, Aneroid
BS30339 | Welch Allyn Inc | Connex Spot Monitor | 100051282622 | Monitors, Physiologic, Vital Signs
B41176 | Welch Allyn Inc | Connex Spot Monitor | 100050464221 | Monitors, Physiologic, Vital Signs
176449 | Welch Allyn Inc | Connex Spot Monitor | 100035884122 | Monitors, Physiologic, Vital Signs
BS21285 | Welch Allyn Inc | Spot Vital Signs LXi | 20100402236 | Monitors, Physiologic, Vital Signs
bs33434 | Welch Allyn Inc | Connex Spot Monitor | 100023071322 | Monitors, Physiologic, Vital Signs
| Welch Allyn Inc | Connex Spot Monitor | 100059351924 | Monitors, Physiologic, Vital Signs
| Whirlpool Corp | Refrigerator | VS01476568 | Refrigerators, Food
BN21509 | Welch Allyn Inc | 767 Wall Transformer | NSN | Transformers, Constant Voltage
BN21534 | Detecto - A Division of Cardinal Scale Manufacturing Co. | Fold Up Portable Wheelchair Scale | E08410-0036 | Scales, Patient, Wheelchair
| Medline Industries Inc | Patient Lift | 40080196764250 | Lifts, Patient Transfer
Bn21513 | Midmark Corp | Ritter 204 | V880691 | Tables, Examination/Treatment, Adjustable
| Midmark | MIDMARK 626 | V2454546 | Chairs, Examination/Treatment
| Welch Allyn Inc | Tycos 509 | NSN179134 | Sphygmomanometers, Aneroid
BN21512 | Welch Allyn Inc | 767 Wall Transformer | 190320 | Transformers, Constant Voltage
BN22617 | Midmark Corp | Ritter 223 | V1189558 | Tables, Examination/Treatment, Adjustable
BN28506 | Welch Allyn Inc | Spot Vital Signs LXi | 201509005588 | Monitors, Physiologic, Vital Signs
| Midmark Corp | Midmark 630 | V2446438 | Tables, Examination/Treatment, Adjustable
BS32026 | Welch Allyn Inc | ELI 280 | 119450001620 | Electrocardiographs, Multichannel, Interpretive
BN28503 | Welch Allyn Inc | Spot Vital Signs LXi | 20150905586 | Monitors, Physiologic, Vital Signs
BS21282 | Welch Allyn Inc | Spot Vital Signs LXi | 20100402269 | Monitors, Physiologic, Vital Signs
bn21975 | Welch Allyn Inc | Tycos 509 | 100115160952 | Sphygmomanometers, Aneroid
BS21244 | Welch Allyn Inc | Spot Vital Signs LXi | 20120805468 | Monitors, Physiologic, Vital Signs
BN13237 | Welch Allyn Inc | 767 Wall Transformer | NSN | Transformers, Constant Voltage
BN22499 | Midmark Corp | Ritter 204 | V1196212 | Tables, Examination/Treatment, Adjustable
| Welch Allyn Inc | Tycos 509 | 22121134 | Sphygmomanometers, Aneroid
| CONMED Corporation | Hyfrecator 2000 | 23269568 | Electrosurgical Units, Monopolar/Bipolar
BN22710 | Midmark Corp | Ritter 204 | V1212675 | Tables, Examination/Treatment, Adjustable
| Detecto - A Division of Cardinal Scale Manufacturing Co. | APEX-AC | E07925-0034 | Scales, Patient, Floor
BN20575 | Welch Allyn Inc | Tycos 509 | 050428222624 | Sphygmomanometers, Aneroid
bn21964 | Welch Allyn Inc | 767 Integrated Diagnostic System | 155695 | Ophthalmoscope/Otoscope/Vital Signs Measuring Systems
| Welch Allyn Inc | Tycos 509 | 65123060002 00441 | Sphygmomanometers, Aneroid
BN22618 | Midmark Corp | Ritter 204 | V1196170 | Tables, Examination/Treatment, Adjustable
| Health O Meter | 500KG | 5001122 225165 | Scales, Patient, Platform, Electronic
1377380 | Midmark | MIDMARK 626 | V2454558 | Chairs, Examination/Treatment
| Welch Allyn Inc | Tycos 509 | NSN183916 | Sphygmomanometers, Aneroid
bn21978 | Welch Allyn Inc | Tycos 509 | 10011514940 | Sphygmomanometers, Aneroid
BN13423 | Welch Allyn Inc | 767 Wall Transformer | NSN | Transformers, Constant Voltage
B12604 | Welch Allyn Inc | 767 Wall Transformer | 183920 | Transformers, Constant Voltage
Bn13252 | Midmark Corp | Ritter 304 | V132453 | Tables, Examination/Treatment, Adjustable
bn21967 | Welch Allyn Inc | Tycos 509 | 05010720449 | Sphygmomanometers, Aneroid
180621 | Midmark Corp | Ritter 204 | V1196193 | Tables, Examination/Treatment, Adjustable
BN22616 | Midmark Corp | Ritter 204 | V1196202 | Tables, Examination/Treatment, Adjustable
BN13246 | Midmark Corp | Midmark 630 | V145486 | Tables, Examination/Treatment, Adjustable
| Detecto - A Division of Cardinal Scale Manufacturing Co. | Fold Up Portable Wheelchair Scale | E06325-0110 | Scales, Patient, Wheelchair
BS21289 | CONMED Corporation | Hyfrecator 2000 | 10DGJ124 | Electrosurgical Units, Monopolar/Bipolar
Bn13258 | Welch Allyn Inc | 767 Wall Transformer | 190337 | Transformers, Constant Voltage
bn21970 | Welch Allyn Inc | Tycos 509 | 10115155059 | Sphygmomanometers, Aneroid
| Detecto - A Division of Cardinal Scale Manufacturing Co. | SOLO | E05725-0078 | Scales, Patient
BN13426 | Welch Allyn Inc | 767 Integrated Diagnostic System | 155708 | Ophthalmoscope/Otoscope/Vital Signs Measuring Systems
BN21500 | Welch Allyn Inc | 767 Wall Transformer | 190352 | Transformers, Constant Voltage
| Midmark Corp | Ritter 244 | 180622 | Tables, Examination/Treatment, Adjustable
BN22698 | Midmark Corp | Ritter 204 | V1196255 | Tables, Examination/Treatment, Adjustable
BN22809 | Dermatologic Lab & Supply, Inc. (Delasco) | Model EV | 13EV009 | Smoke Evacuation Systems, Surgical
B41649 | Welch Allyn Inc | 767 Wall Transformer | 190330 | Transformers, Constant Voltage
bn21965 | Welch Allyn Inc | Tycos 509 | 100118084237 | Sphygmomanometers, Aneroid
Bn21524 | Midmark Corp | Ritter 223 | V848819 | Tables, Examination/Treatment, Adjustable
Bn21572 | Midmark Corp | Ritter 204 | V880617 | Tables, Examination/Treatment, Adjustable
Bn13251 | Welch Allyn Inc | 767 Wall Transformer | 155733 | Transformers, Constant Voltage
| Welch Allyn Inc | Tycos 509 | 65123060002 00467 | Sphygmomanometers, Aneroid
BS21287 | CONMED Corporation | Hyfrecator 2000 | 10DGJ043 | Electrosurgical Units, Monopolar/Bipolar
| ResMed Corp. | ApneaLink | 202350110825 | Recorders, Physiologic, Trend, Respiration Rate
| ResMed Corp. | ApneaLink Air Complete Kit | 202250103623 | Recorders, Physiologic, Trend, Respiration Rate
| Midmark Corp | Ritter 244 | 183768 | Tables, Examination/Treatment, Adjustable
BN2828 | Welch Allyn Inc | 767 Wall Transformer | 190328 | Transformers, Constant Voltage
BN21493 | Welch Allyn Inc | 767 Wall Transformer | 155701 | Transformers, Constant Voltage
BN21496 | Welch Allyn Inc | Green Series 600 | 155703 | Lights, Examination
BN21523 | Welch Allyn Inc | Green Series 600 | 155706 | Lights, Examination
| ResMed Corp. | ApneaLink | 202450116045 | Recorders, Physiologic, Trend, Respiration Rate
| Welch Allyn Inc | Tycos 509 | 65123060002 00062 | Sphygmomanometers, Aneroid
| Midmark Corp | Midmark 626 | v2534554 | Chairs, Examination/Treatment
B29906 | Welch Allyn Inc | Tycos 509 | 160615230725 | Sphygmomanometers, Aneroid
BN21522 | Welch Allyn Inc | 767 Wall Transformer | 155715 | Transformers, Constant Voltage
BS20491 | Welch Allyn Inc | Spot Vital Signs LXi | 20131207189 | Monitors, Physiologic, Vital Signs
BN21571 | Welch Allyn Inc | 767 Wall Transformer | 155736 | Transformers, Constant Voltage
| Welch Allyn Inc | Tycos 509 | 65123060002 00432 | Sphygmomanometers, Aneroid
Bn28659 | Midmark Corp | Ritter 204 | V1199720 | Tables, Examination/Treatment, Adjustable
BN22751 | Welch Allyn Inc | 767 Wall Transformer | 1377390 | Transformers, Constant Voltage
Bn21531 | Midmark Corp | Ritter 204 | V880326 | Tables, Examination/Treatment, Adjustable
| Welch Allyn Inc | Connex Spot Monitor | 100032301624 | Monitors, Physiologic, Vital Signs
BS21275 | CONMED Corporation | Hyfrecator 2000 | 10DGJ123 | Electrosurgical Units, Monopolar/Bipolar
Bn13245 | Welch Allyn Inc | 767 Wall Transformer | 155743 | Transformers, Constant Voltage
| Midmark Corp | FLOOR | NSN190357 | Lights, Examination
BN21503 | Welch Allyn Inc | LS150 | 155718 | Lights, Examination
| Welch Allyn Inc | Connex Spot Monitor | 100003772524 | Monitors, Physiologic, Vital Signs
BS30338 | Welch Allyn Inc | Connex Spot Monitor | 100051272622 | Monitors, Physiologic, Vital Signs
| Welch Allyn Inc | Connex Spot Monitor | 100003802524 | Monitors, Physiologic, Vital Signs
Bn13236 | Midmark Corp | Ritter 304 | 155741 | Tables, Examination/Treatment, Adjustable
B12605 | Welch Allyn Inc | Connex Spot Monitor | 100046724121 | Monitors, Physiologic, Vital Signs
bs35795 | Welch Allyn Inc | Connex Spot Monitor | 100049842522 | Monitors, Physiologic, Vital Signs
BS21651 | Welch Allyn Inc | Spot Vital Signs LXi | 20111108734 | Monitors, Physiologic, Vital Signs
| Welch Allyn Inc | Connex Spot Monitor | 100095852424 | Monitors, Physiologic, Vital Signs
| Welch Allyn Inc | Connex Spot Monitor | 100059461924 | Monitors, Physiologic, Vital Signs
Bn13454 | The Brewer Company | Assist Power Procedure Table | PT001464 | Tables, Examination/Treatment, Adjustable
BN22709 | Midmark Corp | Ritter 204 | V1196226 | Tables, Examination/Treatment, Adjustable
| Welch Allyn Inc | Tycos 509 | 65123060002 00555 | Sphygmomanometers, Aneroid
| ResMed Corp. | ApneaLink | 202250104421 | Recorders, Physiologic, Trend, Respiration Rate
| 3M Health Care | 9681 CHARGER | 20130418 | Power Supplies
BN20255 | Welch Allyn Inc | 767 Integrated Diagnostic System | 157018 | Ophthalmoscope/Otoscope/Vital Signs Measuring Systems
BN21526 | Welch Allyn Inc | 767 Wall Transformer | 155729 | Transformers, Constant Voltage
| Zoll Medical Corp | AED Plus | X26B989282 | Defibrillators, External, Automated
BN22708 | Midmark Corp | Ritter 204 | V1196262 | Tables, Examination/Treatment, Adjustable
bs21314 | Philips Medical Systems Cardiac and Monitoring Syste | HeartStart FRx | B10G-03509 | Defibrillators, External, Automated
Bn13249 | Midmark Corp | Ritter 304 | V132446 | Tables, Examination/Treatment, Adjustable
Bn13231 | Welch Allyn Inc | 767 Integrated Diagnostic System | 155697 | Ophthalmoscope/Otoscope/Vital Signs Measuring Systems
BS31942 | Laerdal Medical Corp | LCSU 4 | 2202210795 | Aspirators, Airway
BN21510 | Midmark Corp | Ritter 204 | V880581 | Tables, Examination/Treatment, Adjustable
BN21518 | Midmark Corp | Ritter 204 | V880344 | Tables, Examination/Treatment, Adjustable
bn21968 | Welch Allyn Inc | Tycos 509 | 0504280731101 | Sphygmomanometers, Aneroid
Bn21527 | Midmark Corp | Ritter 204 | V880510 | Tables, Examination/Treatment, Adjustable
BN21573 | Welch Allyn Inc | 767 Wall Transformer | NSN | Transformers, Constant Voltage
BN21972 | Welch Allyn Inc | Tycos 509 | 100115154545 | Sphygmomanometers, Aneroid
BN13248 | Welch Allyn Inc | 767 Wall Transformer | 1377382 | Transformers, Constant Voltage
b16852 | CLEVELAND MEDICAL DEVICES, INC. | Sleepview | 16915538 | Analyzers, Physiologic, Somnography
BN21505 | Detecto - A Division of Cardinal Scale Manufacturing Co. | Digital Waist-High Physician Scale | E36509-0148 | Scales, Patient, Floor
Bn22500 | Midmark Corp | Ritter 204 | B1196185 | Tables, Examination/Treatment, Adjustable
bn21969 | Welch Allyn Inc | Tycos 509 | 100115144414 | Sphygmomanometers, Aneroid
BN21502 | Welch Allyn Inc | 767 Wall Transformer | 190349 | Transformers, Constant Voltage
BN24781 | Midmark Corp | Midmark 625 | V1390320 | Tables, Examination/Treatment, Adjustable
BN20551 | Welch Allyn Inc | Tycos 509 | 10115151048 | Sphygmomanometers, Aneroid
b16853 | CLEVELAND MEDICAL DEVICES, INC. | Sleepview | 16915548 | Analyzers, Physiologic, Somnography
| Welch Allyn Inc | Tycos 509 | NSN183913 | Sphygmomanometers, Aneroid
BN23187 | Welch Allyn Inc | Tycos 509 | 155690 | Sphygmomanometers, Aneroid
BN21507 | Welch Allyn Inc | LS150 | 155698 | Lights, Examination
bn21977 | Welch Allyn Inc | Tycos 509 | 100115140733 | Sphygmomanometers, Aneroid
| Welch Allyn Inc | Tycos 509 | 22121124 | Sphygmomanometers, Aneroid
BS31511 | Midmark | Ritter 204 | V2271456 | Tables, Examination/Treatment, Adjustable
Bn21504 | Midmark Corp | Ritter 204 | V880673 | Tables, Examination/Treatment, Adjustable
Bn13228 | Welch Allyn Inc | 767 Wall Transformer | 190341 | Transformers, Constant Voltage
| Midmark Corp | Ritter 230 | V2461744 | Tables, Examination/Treatment, Adjustable
| Midmark Corp | Midmark 626 | V2454622 | Chairs, Examination/Treatment
BN21517 | Welch Allyn Inc | LS135 | NSN 179143 | Lights, Examination
BN21515 | Midmark Corp | Ritter 204 | V880446 | Tables, Examination/Treatment, Adjustable
bn21974 | Welch Allyn Inc | Tycos 509 | 100115150634 | Sphygmomanometers, Aneroid
BN21514 | Welch Allyn Inc | 767 Wall Transformer | 190333 | Transformers, Constant Voltage
BN22619 | Midmark Corp | Ritter 204 | V1196178 | Tables, Examination/Treatment, Adjustable
BN13250 | Midmark Corp | Ritter 152 | NSN179140 | Lights, Examination
BN23907 | Welch Allyn Inc | Tycos 509 | 9704160474 | Sphygmomanometers, Aneroid
| Kenmore | Kenmore Refrigerator | FSI1476638 | Refrigerators, Food
BS31149 | THERMO SCIENTIFIC | Sorvall ST 16R | 42323017 | Centrifuges, Tabletop, High-Speed
BN27952 | Welch Allyn Inc | Wall Sphygmomanometer | 071205074533 | Sphygmomanometers, Aneroid
BN24596 | Natus Medical Inc | Elite 100 | ean1402 | Detectors, Blood Flow, Ultrasonic
| CooperSurgical, Inc. | LifeDop 250 | 24917-086029 | Detectors, Blood Flow, Ultrasonic
BN15944 | Welch Allyn Inc | 767 Wall Transformer | 191604 | Transformers, Constant Voltage
BN15955 | Welch Allyn Inc | SureTemp Plus 690 | 08022333 | Thermometers, Electronic
BN17175 | Health-O-Meter Inc | Digital Platform Scale | 5970006186 | Scales, Patient, Platform, Electronic
BN15940 | Welch Allyn Inc | 767 Wall Transformer | 191612 | Transformers, Constant Voltage
BN17182 | Midmark Corp | Ritter 204 | V531433 | Tables, Examination/Treatment, Adjustable
BN13482 | Maxant Technologies, Inc. | Techline | 159882 | View Boxes, X-Ray
| Detecto - A Division of Cardinal Scale Manufacturing Co. | APEX | E08625-0061 | Scales, Patient, Floor
| Masimo Corp. | Rad-5v | 537104 | Oximeters, Pulse
BN21189 | Detecto - A Division of Cardinal Scale Manufacturing Co. | 758C | E20209-0079 | Scales, Patient, Floor
BN27948 | Welch Allyn Inc | Wall Sphygmomanometer | 071205064010 | Sphygmomanometers, Aneroid
BS33439 | THERMO SCIENTIFIC | Sorvall ST 8R | 42548092 | Centrifuges, Tabletop, High-Speed, Refrigerated
BN15958 | Welch Allyn Inc | 767 Wall Transformer | 159935 | Transformers, Constant Voltage
BN17186 | Midmark Corp | Ritter 204 | V531439 | Tables, Examination/Treatment, Adjustable
BN17184 | Midmark Corp | Ritter 204 | V480340 | Tables, Examination/Treatment, Adjustable
BN25289 | Seca Corp | seca 769 | 5769182137364 | Scales, Patient, Floor
BN15936 | Welch Allyn Inc | 767 Wall Transformer | 191618 | Transformers, Constant Voltage
BN15938 | Welch Allyn Inc | 767 Wall Transformer | 191598 | Transformers, Constant Voltage
BN15962 | Welch Allyn Inc | 767 Wall Transformer | 191640 | Transformers, Constant Voltage
BN15953 | Welch Allyn Inc | SureTemp Plus 690 | 08023387 | Thermometers, Electronic
BS32032 | Welch Allyn Inc | ELI 280 | 119450001630 | Electrocardiographs, Multichannel, Interpretive
BN27953 | Welch Allyn Inc | Wall Sphygmomanometer | 071205061415 | Sphygmomanometers, Aneroid
BS22190 | Welch Allyn Inc | Spot Vital Signs LXi | 20130100187 | Monitors, Physiologic, Vital Signs
BN17189 | Health-O-Meter Inc | Digital Platform Scale | 5970006194 | Scales, Patient, Platform, Electronic
BN15935 | Health-O-Meter Inc | Digital Platform Scale | 5970006190 | Scales, Patient, Platform, Electronic
BN15952 | Welch Allyn Inc | 767 Wall Transformer | 159897 | Transformers, Constant Voltage
BN15931 | Midmark Corp | Ritter 223 | V552631 | Tables, Examination/Treatment, Adjustable
BN15934 B19461 | Midmark Corp | Ritter 204 | V527232 | Tables, Examination/Treatment, Adjustable
| ITO CO. LTD | IC-1107+ | 200510000281 | Stimulators, Electrical, Peripheral Nerve, Acupuncture
BN15925 | Midmark | Ritter 204 | V531435 | Tables, Examination/Treatment, Adjustable
| Midmark Corp | PED-TBL*1003534 | ds21300041 | Scales, Infant
BN15961 | Welch Allyn Inc | SureTemp Plus 690 | 08022333 | Thermometers, Electronic
BN15932 | Midmark Corp | Ritter 223 | V552581 | Tables, Examination/Treatment, Adjustable
BN25286 | Seca Corp | seca 769 | 5769182137361 | Scales, Patient, Floor
BN17181 | Health-O-Meter Inc | Digital Platform Scale | 5970006180 | Scales, Patient, Platform, Electronic
BN17180 | Midmark Corp | Ritter 204 | V551377 | Tables, Examination/Treatment, Adjustable
| Draeger Medical Inc. | JM-105 Jaundice Meter | H2507858 | Bilirubinometers
BN17226 | CooperSurgical, Inc. | MedaSonics TRIA II | F24704 | Detectors, Blood Flow, Ultrasonic
BN15956 | Welch Allyn Inc | 767 Wall Transformer | 159912 | Transformers, Constant Voltage
BN15927 | Health-O-Meter Inc | Digital Platform Scale | 5970006195 | Scales, Patient, Platform, Electronic
BN15928 | Midmark | Ritter 204 | 159894 | Tables, Examination/Treatment, Adjustable
BN15964 | Welch Allyn Inc | 767 Wall Transformer | 191589 | Transformers, Constant Voltage
| Exergen Corporation | TemporalScanner TAT-5000 | A859039 | Thermometers, Electronic, Infrared, Skin
BN15946 | Welch Allyn Inc | 767 Wall Transformer | 159892 | Transformers, Constant Voltage
BN15922 | Midmark Corp | Ritter 204 | V495093 | Tables, Examination/Treatment, Adjustable
BN15942 | Welch Allyn Inc | 767 Wall Transformer | 159902 | Transformers, Constant Voltage
Bs30850 | CooperSurgical, Inc. | ClearTone | 2019800045 | Detectors, Fetal Heart, Ultrasonic
BN17178 | Midmark Corp | Ritter 204 | V531437 | Tables, Examination/Treatment, Adjustable
BN27949 | Welch Allyn Inc | Wall Sphygmomanometer | 071205063752 | Sphygmomanometers, Aneroid
BN15950 | Welch Allyn Inc | 767 Wall Transformer | 159881 | Transformers, Constant Voltage
BN15954 | Welch Allyn Inc | 767 Wall Transformer | 191624 | Transformers, Constant Voltage
| DeVilbiss Healthcare LLC | Pulmo-Aide | bn-11207 | Nebulizers
| Exergen Corporation | TAT-5000S | A1325336 | Thermometers, Electronic, Infrared, Skin
BN27950 | Welch Allyn Inc | Wall Sphygmomanometer | 071205060205 | Sphygmomanometers, Aneroid
BN27947 | Welch Allyn Inc | Wall Sphygmomanometer | 071205063636 | Sphygmomanometers, Aneroid
bs23574 | Welch Allyn Inc | Wall Sphygmomanometer | 161021201675 | Sphygmomanometers, Aneroid
bs20861 | Philips Medical Systems Cardiac and Monitoring Syste | HeartStart FRx | B17C-00462 | Defibrillators, External, Automated
BN20917 | PHC Corp of North America | MPR-414F | 11040348 | Refrigerators, Pharmacy
BN17188 | Midmark Corp | Ritter 204 | V495079 | Tables, Examination/Treatment, Adjustable
| ELITE CHIROPRACTIC TABLES | AUTO FLEX-3 | J1615 | TABLES, EXAMINATION/TREATMENT
BN21215 | PHC Corp of North America | MPR-414F | 09070285 | Refrigerators, Pharmacy
| Welch Allyn Inc | Wall Sphygmomanometer | 161021224345 | Sphygmomanometers, Aneroid
BS24854 | Follett Corporation | REF5P | J24385-KP-00 | Refrigerators, Laboratory
| Exergen Corporation | TAT-5000S | A1325323 | Thermometers, Electronic, Infrared, Skin
BN27943 | Welch Allyn Inc | Spot Vital Signs LXi | 20150704763 | Monitors, Physiologic, Vital Signs
BN27955 | Welch Allyn Inc | Wall Sphygmomanometer | 071205074417 | Sphygmomanometers, Aneroid
BN23044 | Welch Allyn Inc | Wall Sphygmomanometer | 071205073711 | Sphygmomanometers, Aneroid
BN27962 | Welch Allyn Inc | Wall Sphygmomanometer | 071205074649 | Sphygmomanometers, Aneroid
BS21696 | Welch Allyn Inc | Spot Vital Signs LXi | 20120805462 | Monitors, Physiologic, Vital Signs
BS22189 | Welch Allyn Inc | Spot Vital Signs LXi | 20130100186 | Monitors, Physiologic, Vital Signs
BS22011 | Welch Allyn Inc | Spot Vital Signs LXi | 20110302253 | Monitors, Physiologic, Vital Signs
BN15948 | Welch Allyn Inc | 767 Wall Transformer | 191592 | Transformers, Constant Voltage
| Exergen Corporation | TemporalScanner TAT-5000 | A1046619 | Thermometers, Electronic, Infrared, Skin
BN27958 | Welch Allyn Inc | Wall Sphygmomanometer | 071505060309 | Sphygmomanometers, Aneroid
| Detecto - A Division of Cardinal Scale Manufacturing Co. | 750 | E34225-0022 | Scales, Patient, Floor
BN11862 | Mettler Electronics Corp | AUTOTHERM 390 | 82H19515 | RADIOFREQUENCY/MICROWAVE THERAPY SYSTEMS, DIATHERM
| Exergen Corporation | TemporalScanner TAT-5000 | A1172835 | Thermometers, Electronic, Infrared, Skin
bs21695 | Welch Allyn Inc | Spot Vital Signs LXi | 20120805461 | Monitors, Physiologic, Vital Signs
BN2969 | CareFusion | Pocket-Dop II | 91603 | Detectors, Blood Flow, Ultrasonic
| Exergen Corporation | TAT-5000S | A1325588 | Thermometers, Electronic, Infrared, Skin
| DeVilbiss Healthcare LLC | Pulmo-Aide | d0849987 | Nebulizers
| Exergen Corporation | TemporalScanner TAT-5000 | A1078128 | Thermometers, Electronic, Infrared, Skin
BN17177 | Health-O-Meter Inc | Digital Platform Scale | 5970006192 | Scales, Patient, Platform, Electronic
Bs27710 | Detecto - A Division of Cardinal Scale Manufacturing Co. | 758C | E02610-0134 | Scales, Patient, Floor
| ITO CO. LTD | IC-1107+ | 040400160AB | Stimulators, Electrical, Peripheral Nerve, Acupuncture
BN21072 | Detecto - A Division of Cardinal Scale Manufacturing Co. | 6745 Digital Infant Scale | E18309-0009 | Scales, Infant
BS11161 | General Physiotherapy Inc | GK-3 | 0110274 | Percussors, Manual, Airway Clearance
BS11977 | RST Sanexas | Neo GeneSys VP2 | VP04051004 | Stimulators, Electrical, Peripheral Nerve, Analgesic, Transcutaneous
BS19724 | AMBCO | 650AB | AB10391 | Audiometers
BS18691 | AMBCO | 650AB | AB11127 | Audiometers
BN27944 | Welch Allyn Inc | Spot Vital Signs LXi | 20150704754 | Monitors, Physiologic, Vital Signs
B19381 | RST Sanexas | Neo GeneSys VP2 | DAS0121113 | Stimulators, Electrical, Peripheral Nerve, Analgesic, Transcutaneous
BN13487 | ENOCHS Examining Room Furniture | 6000 | P00348 | Tables, Examination/Treatment
| CooperSurgical, Inc. | LifeDop 250 | nsn169291 | Detectors, Blood Flow, Ultrasonic
bs18869 | Welch Allyn Inc | Wall Sphygmomanometer | 071205060424 | Sphygmomanometers, Aneroid
BN27954 | Seca Corp | seca 769 | 5769182137366 | Scales, Patient, Floor
| DeVilbiss Healthcare LLC | Pulmo-Aide | d2813748 | Nebulizers
| ITO CO. LTD | IC-1107+ | 0311000480AB | Stimulators, Electrical, Peripheral Nerve, Acupuncture
BN27951 | Welch Allyn Inc | Wall Sphygmomanometer | 071205073827 | Sphygmomanometers, Aneroid
BN13483 | Marknew | IR-3000 | 159889 | Phototherapy Units, Visible Light, Perineal Heat
BN15923 | Health-O-Meter Inc | Digital Platform Scale | 5970006201 | Scales, Patient, Platform, Electronic
| ITO CO. LTD | IC-1107+ | 0111000019AB | Stimulators, Electrical, Peripheral Nerve, Acupuncture
191623 | Midmark Corp | Ritter 204 | V2344151 | Tables, Examination/Treatment, Adjustable
BN17174 | Midmark Corp | Ritter 204 | V5314400 | Tables, Examination/Treatment, Adjustable
BN15926 | Health-O-Meter Inc | Digital Platform Scale | 5970006206 | Scales, Patient, Platform, Electronic
BN15960 | Welch Allyn Inc | 767 Wall Transformer | 159907 | Transformers, Constant Voltage
BN17176 | Midmark Corp | Ritter 204 | V495082 | Tables, Examination/Treatment, Adjustable
BN15966 | Welch Allyn Inc | 767 Wall Transformer | 191637 | Transformers, Constant Voltage
BN25287 | Seca Corp | seca 703 | 5769182137349 | Scales, Patient, Floor
| Mortara Instrument Inc | ELI 150 | 122360000913 | Electrocardiographs, Multichannel, Interpretive
CLOU064C12306 Study | Mortara Instrument Inc | ELI 150 | L119340001007 | Electrocardiographs, Multichannel, Interpretive
| Mortara Instrument Inc | ELI 150 | 121230001282 | Electrocardiographs, Multichannel, Interpretive
| DRUCKER DIAGNOSTICS | Horizon 6 Flex | 175276 | Centrifuges, Tabletop, Low-Speed, Nonrefrigerated
| So-Low | MV4-6UCRDA | ML904802823051L02761 | Refrigerators, Laboratory
| Welch Allyn Inc | Connex Spot Monitor | 100010345124 | Monitors, Physiologic, Vital Signs
| Welch Allyn Inc | Connex Spot Monitor | 100088504824 | Monitors, Physiologic, Vital Signs
| A-dec, Inc. | 332 Radius Traditional Delivery System | 15L332-A11743 | Dental Delivery Units
BN16968 | Welch Allyn Inc | 767 Wall Transformer | 1621197 | Transformers, Constant Voltage
1621198 | Midmark Corp | Ritter 204 | V1234248 | Tables, Examination/Treatment, Adjustable
BS33743 | Exergen Corporation | TemporalScanner TAT-5000 | A926969 | Thermometers, Electronic, Infrared, Skin
| Philips Medical Systems Cardiac and Monitoring Syste | HeartStart FRx | 194582 | Defibrillators, External, Automated
B16656 | Welch Allyn Inc | Connex Spot Monitor | 100019841322 | Monitors, Physiologic, Vital Signs
B12667 | Welch Allyn Inc | Connex Spot Monitor | 100053870621 | Monitors, Physiologic, Vital Signs
BN26525 | A-dec, Inc. | 511 | 15L511A12687 | Chairs, Examination/Treatment, Dentistry
| A-dec, Inc. | GOV - 572L | 171572L-A10942 | Lights, Examination, Dental/Intraoral
Bs24585 | Precision Medical Inc | EasyGo Vac PM65 | 070318 | Aspirators, Airway
BS35066 | Physio-Control a division of Stryker | LUCAS 3 | 3521x715 | Resuscitators, Cardiac
183553 | Welch Allyn Inc | Connex Spot Monitor | 100090502324 | Monitors, Physiologic, Vital Signs
| Welch Allyn Inc | Connex Spot Monitor | 100018041123 | Monitors, Physiologic, Vital Signs
A54199 | Welch Allyn Inc | ELI 280 | 119450001601 | Electrocardiographs, Multichannel, Interpretive
B16658 | Welch Allyn Inc | Connex Spot Monitor | 100020071322 | Monitors, Physiologic, Vital Signs
| Welch Allyn Inc | Connex Spot Monitor | 100009795124 | Monitors, Physiologic, Vital Signs
| Welch Allyn Inc | Connex Spot Monitor | 100088574824 | Monitors, Physiologic, Vital Signs
| Welch Allyn Inc | Connex Spot Monitor | 100088654824 | Monitors, Physiologic, Vital Signs
B16660 | Welch Allyn Inc | Connex Spot Monitor | 100019901322 | Monitors, Physiologic, Vital Signs
BN17826 | PHC Corp of North America | Pharmacy Refrigerator Combo | 12120577 | Refrigerators, Laboratory
B15309 | Rice Lake Weighing Systems | Dual-ramp Wheelchair Scale | 071119C191044 | Scales, Patient, Wheelchair
| Welch Allyn Inc | Connex Spot Monitor | 100017851123 | Monitors, Physiologic, Vital Signs
bs24132 | Welch Allyn Inc | Green Series 777 Integrated Wall System | 159851 | Ophthalmoscope/Otoscope/Vital Signs Measuring Systems
BS23513 | Midmark | Ritter 204 | V1795517 | Tables, Examination/Treatment, Adjustable
BN27935 | Philips Medical Systems Cardiac and Monitoring Syste | HeartStart FRx | B08E-02701 | Defibrillators, External, Automated
| Echosens | Fibroscan Probe XL+ | S2015194 | Transducers, Ultrasonic
bs24128 | Welch Allyn Inc | Tycos 509 | 160118224315 | Sphygmomanometers, Aneroid
Bs20874 | Welch Allyn Inc | Green Series 777 Diagnostic Wall System | 191571 | Ophthalmoscope/Otoscopes
A57411 | Midmark | Midmark 626 | V2783098 | Tables, Examination/Treatment, Adjustable
BN23512 | Midmark | Ritter 204 | V1795515 | Tables, Examination/Treatment, Adjustable
bs24134 | Welch Allyn Inc | Tycos 509 | 160122103355 | Sphygmomanometers, Aneroid
bs24129 | Welch Allyn Inc | Green Series 777 Integrated Wall System | 159864 | Ophthalmoscope/Otoscope/Vital Signs Measuring Systems
BS23511 | Midmark | Ritter 204 | V1795510 | Tables, Examination/Treatment, Adjustable
BN22944 | Welch Allyn Inc | Wall Sphygmomanometer | 120910195143 | Sphygmomanometers, Aneroid
bs24137 | Welch Allyn Inc | Tycos 509 | 160125105485 | Sphygmomanometers, Aneroid
B15304 | Welch Allyn Inc | Connex Spot Monitor | 21100065931322 | Monitors, Physiologic, Vital Signs
bs24142 | Welch Allyn Inc | Green Series 777 Diagnostic Wall System | 191555 | Ophthalmoscope/Otoscopes
A57144 | Welch Allyn Inc | ELI 280 | 124490002228 | Electrocardiographs, Multichannel, Interpretive
BN30845 | A-dec, Inc. | 6300 | 16D574L-A14323 | Lights, Examination, Dental/Intraoral
bs20876 | Seca Corp | seca 769 | 5769350150030 | Scales, Patient, Floor
Bs20873 | Welch Allyn Inc | Tycos 509 | 160125142505 | Sphygmomanometers, Aneroid
Bs20986 | SDI | radii-cal | 49386 | Acrylic Curing Units, Dental
Bn23894 | Welch Allyn Inc | Tycos 509 | 070830072012 | Sphygmomanometers, Aneroid
BN30844 | A-dec, Inc. | Decade 1021 | 16F511-A13304 | Chairs, Examination/Treatment, Dentistry
| SDI | radii-cal | 81580 | Acrylic Curing Units, Dental
bs24123 | Welch Allyn Inc | Green Series 777 Diagnostic Wall System | 191551 | Ophthalmoscope/Otoscopes
| Detecto - A Division of Cardinal Scale Manufacturing Co. | APEX-AC | E22223-0159 | Scales, Patient, Floor
| Detecto - A Division of Cardinal Scale Manufacturing Co. | 750 | E23524-0079 | Scales, Patient, Floor
Bs23517 | Midmark Corp | Ritter 204 | 191546 | Tables, Examination/Treatment, Adjustable
BN30846 | A-dec, Inc. | 545 12 O'Clock | 16f545-A12531 | Handpieces, Dental
bs24135 | Welch Allyn Inc | Green Series 777 Integrated Wall System | 159844 | Ophthalmoscope/Otoscope/Vital Signs Measuring Systems
bs24141 | Welch Allyn Inc | Tycos 509 | 16012022145 | Sphygmomanometers, Aneroid
BN30855 | Welch Allyn Inc | Spot Vital Signs LXi | 20170300826 | Monitors, Physiologic, Vital Signs
BN30850 | A-dec, Inc. | 545 12 O'Clock | 16F545-A12532 | Handpieces, Dental
BN30857 | Welch Allyn Inc | Spot Vital Signs LXi | 20170300828 | Monitors, Physiologic, Vital Signs
B17080 | TOPCON MEDICAL SYSTEMS, INC. | TRC-NW8 | Z43476 | Cameras, Photographic, Ophthalmic, Fundus, Mydriatic
| A-dec, Inc. | 332 Radius Traditional Delivery System | 16F332-A12878 | Dental Delivery Units
bs24119 | Welch Allyn Inc | Tycos 509 | 16120231655 | Sphygmomanometers, Aneroid
Bs32012 | Welch Allyn Inc | ELI 280 | 119450001631 | Electrocardiographs, Multichannel, Interpretive
bs23507 | Philips Medical Systems Cardiac and Monitoring Syste | HeartStart FRx | B16k-02475 | Defibrillators, External, Automated
BS-21641 | Welch Allyn Inc | Spot Vital Signs LXi | 20111108748 | Monitors, Physiologic, Vital Signs
BN30858 | Welch Allyn Inc | Spot Vital Signs LXi | 20170300830 | Monitors, Physiologic, Vital Signs
bs24120 | Welch Allyn Inc | Green Series 777 Diagnostic Wall System | 191547 | Ophthalmoscope/Otoscopes
BN30849 | A-dec, Inc. | Decade 1021 | 16F511-A13303 | Chairs, Examination/Treatment, Dentistry
Bs23516 | Midmark Corp | Ritter 104 | 191549 | Tables, Examination/Treatment, Adjustable
Bs23515 | Midmark | Ritter 204 | 191578 | Tables, Examination/Treatment, Adjustable
bs24122 | Welch Allyn Inc | Tycos 509 | 160122101105 | Sphygmomanometers, Aneroid
BS33438 | THERMO SCIENTIFIC | Sorvall ST 8R | 42545319 | Centrifuges, Tabletop, High-Speed, Refrigerated
bs24125 | Welch Allyn Inc | Tycos 509 | 160125122845 | Sphygmomanometers, Aneroid
bs24138 | Welch Allyn Inc | Green Series 777 Integrated Wall System | 159856 | Ophthalmoscope/Otoscope/Vital Signs Measuring Systems
BN30856 | Welch Allyn Inc | Spot Vital Signs LXi | 20170300822 | Monitors, Physiologic, Vital Signs
BS21641 | Welch Allyn Inc | Spot Vital Signs LXi | 20111108748 | Monitors, Physiologic, Vital Signs
BS23510 | Midmark Corp | Ritter 223 | V1781148 | Tables, Examination/Treatment, Adjustable
| Summit Doppler Systems, Inc. | Summit Doppler Life Dop | 2023090040 | Detectors, Blood Flow/Fetal Heart, Ultrasonic
bs24131 | Welch Allyn Inc | Tycos 509 | 160121104395 | Sphygmomanometers, Aneroid
BN30843 | A-dec, Inc. | 332 Radius Traditional Delivery System | 16F332-A12877 | Dental Delivery Units
BS30966 | Detecto - A Division of Cardinal Scale Manufacturing Co. | APEX-AC | E00620-012 | Scales, Patient, Floor
| Detecto - A Division of Cardinal Scale Manufacturing Co. | MedVue | e25216-0065 | Scales, Patient, Floor
bs24126 | Welch Allyn Inc | Green Series 777 Integrated Wall System | 159872 | Ophthalmoscope/Otoscope/Vital Signs Measuring Systems
| Welch Allyn Inc | Connex Spot Monitor | 100000281225 | Monitors, Physiologic, Vital Signs
| Welch Allyn Inc | Connex Spot Monitor | 100000361225 | Monitors, Physiologic, Vital Signs
| Welch Allyn Inc | Connex Spot Monitor | 100001341225 | Monitors, Physiologic, Vital Signs
BN30847 | A-dec, Inc. | 6300 | 16D574L-A15764 | Lights, Examination, Dental/Intraoral
| Welch Allyn Inc | Connex Spot Monitor | 100001371225 | Monitors, Physiologic, Vital Signs
| Welch Allyn Inc | Connex Spot Monitor | 100000301225 | Monitors, Physiologic, Vital Signs
BS23504 | Welch Allyn Inc | Green Series Exam Light IV | 159854 | Lights, Examination
A57416 | Echosens | FibroScan 430 Mini | F95145 | Scanning Systems, Ultrasonic, Abdominal, Liver Stiffness
BS23985 | AMBCO | 650A | B13574 | Audiometers
| Echosens | Fibroscan Probe M+ | S2015222 | Transducers, Ultrasonic
| Lantheus Medical Imaging | VialMix RIFD | 2318106335 | Readers, Microhematocrit
B41615 | SUNTECH MEDICAL INSTRUMENTS INC. | Tango M2 | M00111320 | Sphygmomanometers, Electronic, Automatic
| AccuVein | AccuVein AV500 | AV21300233 | Vein Finders, Infrared Light
| AccuVein | AccuVein HF580 | FA2542067 | Carts, Treatment
| Lantheus Medical Imaging | VialMix RIFD | 2317400649 | Readers, Microhematocrit
bs34278 | Parks Medical Electronics, Inc. | FLO-LAB 2100-SX2 | 2100-000005013 | Plethysmographs, Lower/Upper Limb, Segmental
BS18203 | CooperSurgical, Inc. | Vantage ABI | VD002111 | Flowmeters, Blood, Ultrasonic
BN29432 | GE Medical Systems | T-2100 | GEDC-0334 | Exercisers, Aerobic, Treadmill
BS22746 | Philips Medical Systems Cardiac and Monitoring Syste | HeartStart FRx | B14C-00876 | Defibrillators, External, Automated
BS25465 | Parks Medical Electronics, Inc. | FLO-LAB 2100-SX2 | 2100-000004048 | Plethysmographs, Lower/Upper Limb, Segmental
BN22172 | STERIS Corp | AMSCO DUAL COMPARTMENT WARMING CABINET DJ020124332 | 0417811007 | Warming Units, Multipurpose
| Follett Corporation | REF-1 | S 19676-175 25 | Refrigerators, Laboratory
BN10300 | Welch Allyn Inc | Tycos 509 | 060103092603 | Sphygmomanometers, Aneroid
| Schiller America Inc. | CARDIOVIT CS-200 | 03501411 | Monitoring Systems, Physiologic, Stress Exercise, Cardiac
| Schiller America Inc. | CARDIOVIT CS-200 | 03501408 | Monitoring Systems, Physiologic, Stress Exercise, Cardiac
BS25997 | MEDICHOICE | LifeDop 150 | 2017060017 | Detectors, Blood Flow, Ultrasonic
| Schiller America Inc. | CARDIOVIT CS-200 | 03501410 | Monitoring Systems, Physiologic, Stress Exercise, Cardiac
BS32011 | Welch Allyn Inc | ELI 280 | 19450001629 | Electrocardiographs, Multichannel, Interpretive
BS20488 | Welch Allyn Inc | Connex Vital Signs Monitor 6000 Series | 103004000000 | Monitors, Physiologic, Vital Signs
B41616 | SUNTECH MEDICAL INSTRUMENTS INC. | Tango M2 | 186720 | Sphygmomanometers, Electronic, Automatic
| Lantheus Medical Imaging | VialMix RIFD | 2318106464 | Readers, Microhematocrit
BN20141 | STERIS Corp | Amsco QDJ Series | 0423997019 | Warming Units, Multipurpose
BS25998 | MEDICHOICE | LifeDop 150 | 2017060011 | Detectors, Blood Flow, Ultrasonic
BN29430 | GE Medical Systems | T-2100 | GEDC-0320 | Exercisers, Aerobic, Treadmill
BS22565 | Welch Allyn Inc | Connex Vital Signs Monitor 6000 Series | 103003555013 | Monitors, Physiologic, Vital Signs
A57345 | Parks Medical Electronics, Inc. | FLO-LAB 2100-SX2 | 2100-000005800 | Plethysmographs, Lower/Upper Limb, Segmental
BN24196 | Welch Allyn Inc | Tycos 509 | 081113175302 | Sphygmomanometers, Aneroid
| Full Vision Inc | Trackmaster | FVDC9331 | Exercisers, Aerobic, Treadmill
| Lantheus Medical Imaging | VialMix RIFD | 2318106433 | Readers, Microhematocrit
B41634 | SUNTECH MEDICAL INSTRUMENTS INC. | Tango M2 | M00111365 | Sphygmomanometers, Electronic, Automatic
BS15432 | Precision Medical Inc | EasyVac PM60 | 50549 | Aspirators, Airway
BS34051 | GE Medical Systems | T-2100 | GEDC-4392 | Exercisers, Aerobic, Treadmill
| Schiller America Inc. | BP-200 plus | 310.03766 | Sphygmomanometers
| Lantheus Medical Imaging | VialMix RIFD | 2318106465 | Readers, Microhematocrit
A57570 | Biodex Medical Systems, Inc. | Echo Pro | 25051572 | Tables, Imaging, Ultrasound
| Lantheus Medical Imaging | VialMix RIFD | 2318106407 | Readers, Microhematocrit
A57571 | Biodex Medical Systems, Inc. | Echo Pro | 25051571 | Tables, Imaging, Ultrasound
| Lantheus Medical Imaging | VialMix RIFD | 2330704751 | Readers, Microhematocrit
BS20490 | Welch Allyn Inc | Connex Vital Signs Monitor 6000 Series | 103004154913 | Monitors, Physiologic, Vital Signs
| Allied Healthcare Products, Inc. | G180 OptiVac | NSN | Aspirators, Airway
BN11690 | Detecto - A Division of Cardinal Scale Manufacturing Co. | Weigh Beam Eye-Level | 0311-1819 | Scales, Patient, Platform, Mechanical
| Lantheus Medical Imaging | VialMix RIFD | 2318106377 | Readers, Microhematocrit
| Full Vision Inc | Trackmaster | FVDC-9332 | Exercisers, Aerobic, Treadmill
| DANBY PRODUCTS | Compact Refrigerator | 0113050101998 | Refrigerators, Food, Undercounter
| SUNTECH MEDICAL INSTRUMENTS INC. | Tango M2 | M00126649 | Sphygmomanometers, Electronic, Automatic
| Biodex Medical Systems, Inc. | Echo/Vasc Ultrasound Table | 19060285 | Tables, Imaging, Ultrasound
BS15502 | Precision Medical Inc | EasyVac PM60 | 50461 | Aspirators, Airway
| AccuVein | AccuVein HF580 | FA2542068 | Carts, Treatment
BS30076 | Zoll Medical Corp | R Series PLUS | AF19A090767 | Defibrillators, External, Automated
| SUNTECH MEDICAL INSTRUMENTS INC. | Tango M2 | M00111356 | Sphygmomanometers, Electronic, Automatic
BS34179 | NEXT MEDICAL PRODUCTS | Ultrasound Gel Packet Warmer | X20181220 | Warming Units, Gel
| Full Vision Inc | Trackmaster | FVDC-9330 | Exercisers, Aerobic, Treadmill
| Lantheus Medical Imaging | VialMix RIFD | 2317400662 | Readers, Microhematocrit
BS34117 | Welch Allyn Inc | Connex Spot Monitor | 100023841322 Echo-Vascular Ultrasound Rm 01-0839 | Monitors, Physiologic, Vital Signs
| Lantheus Medical Imaging | VialMix RIFD | 2317400676 | Readers, Microhematocrit
| AccuVein | AccuVein HF580 | FA2542066 | Carts, Treatment
BN24195 | Welch Allyn Inc | Tycos 509 | 051215220140 | Sphygmomanometers, Aneroid
| Follett Corporation | REF-1 | S 19676-175 25 | Refrigerators, Laboratory
| Ohio Medical Corporation | PISA | PSAX07916 | Regulators, Suction
| Lantheus Medical Imaging | VialMix RIFD | 2318106409 | Readers, Microhematocrit
BN29431 | GE Healthcare | CASE | SNP17320029SA | Monitoring Systems, Physiologic, Stress Exercise, Cardiac
BS34180 | NEXT MEDICAL PRODUCTS | Ultrasound Gel Packet Warmer | X20181220 | Warming Units, Gel
B41617 | SUNTECH MEDICAL INSTRUMENTS INC. | Tango M2 | M00111310 | Sphygmomanometers, Electronic, Automatic
BS34049 | SUNTECH MEDICAL INSTRUMENTS INC. | Tango M2 | M00100915 | Sphygmomanometers, Electronic, Automatic
| Schiller America Inc. | BP-200 plus | 310.03768 | Sphygmomanometers
| Biodex Medical Systems, Inc. | Echo/Vasc Ultrasound Table | 19060284 | Tables, Imaging, Ultrasound
| Biodex Medical Systems, Inc. | Echo/Vasc Ultrasound Table | 19060287 | Tables, Imaging, Ultrasound
| Biodex Medical Systems, Inc. | Echo/Vasc Ultrasound Table | 19060289 | Tables, Imaging, Ultrasound
| Biodex Medical Systems, Inc. | Echo/Vasc Ultrasound Table | 19060288 | Tables, Imaging, Ultrasound
BS34118 | Welch Allyn Inc | Connex Spot Monitor | 100023851322 Echo-Vascular Ultrasound Rm 01-0839 | Monitors, Physiologic, Vital Signs
| Lantheus Medical Imaging | VialMix RIFD | 2317400651 | Readers, Microhematocrit
BN29429 | GE Healthcare | CASE | SNP17320031SA | Monitoring Systems, Physiologic, Stress Exercise, Cardiac
| Welch Allyn Inc | Tycos 509 | 110316090430 | Sphygmomanometers, Aneroid
BS34277 | Parks Medical Electronics, Inc. | FLO-LAB 2100-SX2 | 2100-000005014 | Plethysmographs, Lower/Upper Limb, Segmental
| Lantheus Medical Imaging | VialMix RIFD | 2318106466 | Readers, Microhematocrit
BS34050 | GE Healthcare | CASE | STE20400037SA | Monitoring Systems, Physiologic, Stress Exercise, Cardiac
BN2847 | Midmark Corp | RITTER 104 | CD097324 | Tables, Examination/Treatment, Adjustable
BS29848 | Welch Allyn Inc | Green Series 777 Diagnostic Wall System | BS29848 | Ophthalmoscope/Otoscopes
Bn21136 | Welch Allyn Inc | Tycos 509 | 155618 | Sphygmomanometers, Aneroid
| Welch Allyn Inc | LS200 | nsn179146 | Lights, Examination
Bn27881 | Welch Allyn Inc | Tycos 509 | 155632 | Sphygmomanometers, Aneroid
Bn27880 | Welch Allyn Inc | Tycos 509 | 155622 | Sphygmomanometers, Aneroid
bn21883 | Welch Allyn Inc | 767 Wall Transformer | 155614 | Transformers, Constant Voltage
Bn21150 | Welch Allyn Inc | Tycos 509 | 155638 | Sphygmomanometers, Aneroid
Bn26496 | Welch Allyn Inc | Tycos 509 | 155629 | Sphygmomanometers, Aneroid
| ResMed Corp. | ApneaLink | 202350109150 | Recorders, Physiologic, Trend, Respiration Rate
Bn21153 | Welch Allyn Inc | Tycos 509 | 155641 | Sphygmomanometers, Aneroid
bn21933 | Welch Allyn Inc | 767 Wall Transformer | 155624 | Transformers, Constant Voltage
A28737 BN21939 | PHC Corp of North America | MPR-414F | 09030154 | Refrigerators, Pharmacy
BS21127 | Welch Allyn Inc | Spot Vital Signs LXi | 20090703263 | Monitors, Physiologic, Vital Signs
Bn21142 | Welch Allyn Inc | 767 Wall Transformer | 155630 | Transformers, Constant Voltage
Bn21147 | Welch Allyn Inc | Tycos 509 | 155621 | Sphygmomanometers, Aneroid
| BOURYA JIALI | 8066D | NSN | Lights, Examination
185967 | Welch Allyn Inc | ELI 280 | 122400001870 | Electrocardiographs, Multichannel, Interpretive
BS30985 | Seca Corp | seca 220 | 10000000247068 | Height Measurement Instruments, Wall-Mounted, Mechanical
BS21569 | Welch Allyn Inc | Spot Vital Signs LXi | 20120805460 | Monitors, Physiologic, Vital Signs
BS21678 | Welch Allyn Inc | Spot Vital Signs LXi | 20120805458 | Monitors, Physiologic, Vital Signs
Bn21155 | Welch Allyn Inc | 767 Wall Transformer | 155617 | Transformers, Constant Voltage
BS22621 | Medela Inc | BabyWeigh II | 75274 | Scales, Infant
Bn21133 | Welch Allyn Inc | Tycos 509 | 080509183627 | Sphygmomanometers, Aneroid
BS19854 | Physio-Control a division of Stryker | LIFEPAK 500 | 33239663 | Defibrillators, External, Automated
Bn21932 | Welch Allyn Inc | SureTemp 767 | 155657 | Thermometers, Electronic
| Exergen Corporation | TemporalScanner TAT-5000 | A1388355 | Thermometers, Electronic, Infrared, Skin
BN16697 | Midmark Corp | Ritter 204 | V610826 | Tables, Examination/Treatment, Adjustable
Bn21144 | Welch Allyn Inc | Tycos 509 | 155670 | Sphygmomanometers, Aneroid
| Exergen Corporation | TemporalScanner TAT-5000-RS232 | A1219215 | Thermometers, Electronic, Infrared, Skin
Bn21140 | Welch Allyn Inc | Tycos 509 | 155659 | Sphygmomanometers, Aneroid
BN21156 | Welch Allyn Inc | Tycos 509 | 080509145354 | Sphygmomanometers, Aneroid
Bn21139 | Welch Allyn Inc | 767 Wall Transformer | 155671 | Transformers, Constant Voltage
bn21767 | Welch Allyn Inc | 767 Integrated Diagnostic System | 155660 | Ophthalmoscope/Otoscope/Vital Signs Measuring Systems
| Welch Allyn Inc | Tycos 509 | NSN183926 | Sphygmomanometers, Aneroid
| Welch Allyn Inc | Vital Signs Monitor 300 Series | 100074764223 | Monitors, Physiologic, Vital Signs
BN21135 | Welch Allyn Inc | 767 Wall Transformer | BN21135 | Transformers, Constant Voltage
| Welch Allyn Inc | Vital Signs Monitor 300 Series | 100024831624 | Monitors, Physiologic, Vital Signs
B29809 | Medela Inc | BabyWeigh II | 75522 | Scales, Infant
BS22329 | Olympic Medical Corp | Smart Scale Model 50 | 3068 | Scales, Infant
Bn21195 | Midmark Corp | Ritter 204 | V759941 | Tables, Examination/Treatment, Adjustable
| Welch Allyn Inc | Vital Signs Monitor 300 Series | 100063182024 | Monitors, Physiologic, Vital Signs
BS22620 | Medela Inc | BabyWeigh II | 75335 | Scales, Infant
| Medela Inc | BabyWeigh II | 75601 | Scales, Infant
BN21386 | PHC Corp of North America | Medicool | 82327851.q | Freezers, Pharmacy, Upright
BN27780 | Welch Allyn Inc | Tycos 509 | 150303003735 | Sphygmomanometers, Aneroid
| Welch Allyn Inc | Spot Vision Screener | 100002380421 | Analyzers, Physiologic, Visual Function
BN21938 | PHC Corp of North America | MPR-414F | 09020076 | Refrigerators, Pharmacy
BN18684 | Detecto - A Division of Cardinal Scale Manufacturing Co. | Digital Waist-High Physician Scale | E31108-0212 | Scales, Patient, Floor
BS26823 | Welch Allyn Inc | Universal Desk Charger | NSN 179173 | Dock/Battery Chargers
BN13606 | Welch Allyn Inc | 767 Wall Transformer | 155642 | Transformers, Constant Voltage
Bn20019 | Midmark Corp | Midmark 604 | V636713 | Tables, Examination/Treatment, Adjustable
| Burton Medical | UV Light | 033927 | Lights, Examination, Ultraviolet, Portable/Handheld
Bn21143 | Welch Allyn Inc | 767 Wall Transformer | 155633 | Transformers, Constant Voltage
BS31615 | Exergen Corporation | TemporalScanner TAT-5000 | A972126 | Thermometers, Electronic, Infrared, Skin
BN21038 | Welch Allyn Inc | 767 Wall Transformer | BN21038 | Transformers, Constant Voltage
BS23197 / A48655 | Follett Corporation | REF4P | F00669-28315 | Refrigerators, Laboratory
BN21152 | Welch Allyn Inc | 767 Wall Transformer | BN21152 | Transformers, Constant Voltage
Bn21987 | Midmark Corp | Ritter 204 | V1055346 | Tables, Examination/Treatment, Adjustable
Bn21033 | Welch Allyn Inc | Tycos 509 | 155678 | Sphygmomanometers, Aneroid
BS30356 | Welch Allyn Inc | Spot Vision Screener | 21100002380421 | Analyzers, Physiologic, Visual Function
BN21037 | Welch Allyn Inc | Tycos 509 | NSN179152 | Sphygmomanometers, Aneroid
185975 | Welch Allyn Inc | ELI 380 | 122410001246 | Electrocardiographs, Multichannel, Interpretive
Bn21030 | Welch Allyn Inc | 767 Integrated Diagnostic System | 155677 | Ophthalmoscope/Otoscope/Vital Signs Measuring Systems
Bn21151 | Welch Allyn Inc | 767 Wall Transformer | 155639 | Transformers, Constant Voltage
Bn21132 | Welch Allyn Inc | 767 Integrated Diagnostic System | 155668 | Ophthalmoscope/Otoscope/Vital Signs Measuring Systems
| Draeger Medical Inc. | JM-105 Jaundice Meter | H2507877 | Bilirubinometers
Bn21141 | Welch Allyn Inc | Tycos 509 | 155658 | Sphygmomanometers, Aneroid
BN26302 | Medela Inc | BabyWeigh II | 73476 | Scales, Infant
Bn21993 | Midmark Corp | Ritter 204 | V1057176 | Tables, Examination/Treatment, Adjustable
Bn21130 | Welch Allyn Inc | 767 Wall Transformer | 155608 | Transformers, Constant Voltage
Bn21027 | Welch Allyn Inc | 767 Wall Transformer | 155681 | Transformers, Constant Voltage
Bn21025 | Welch Allyn Inc | Tycos 509 | 155680 | Sphygmomanometers, Aneroid
BS21937 | Welch Allyn Inc | Spot Vital Signs LXi | 20140908215 | Monitors, Physiologic, Vital Signs
Bs21936 | Welch Allyn Inc | Spot Vital Signs LXi | 20140908582 | Monitors, Physiologic, Vital Signs
BS19678 | Welch Allyn Inc | Spot Vital Signs LXi | 20110302237 | Monitors, Physiologic, Vital Signs
BS22608 | Medela Inc | BabyWeigh II | 75334 | Scales, Infant
BS33792 | Medela Inc | BabyWeigh II | 75491 | Scales, Infant
BN21146 | Welch Allyn Inc | 767 Wall Transformer | 155620 | Transformers, Constant Voltage
Bn21126 | Welch Allyn Inc | 767 Wall Transformer | 155688 | Transformers, Constant Voltage
BN26301 | Medela Inc | BabyWeigh II | 75599 | Scales, Infant
BN16510 | Drive DeVilbiss Healthcare Inc | Pulmo-Aide | H3868092 | Nebulizers
BN24644 | Welch Allyn Inc | 767 Integrated Diagnostic System | 155684 | Ophthalmoscope/Otoscope/Vital Signs Measuring Systems
BS23990 | AMBCO | 650A | AB11490 | Audiometers
BS22625 | Medela Inc | BabyWeigh II | 75275 | Scales, Infant
BN28835 | Welch Allyn Inc | Tycos 509 | 140510043005 | Sphygmomanometers, Aneroid
Bn21129 | Welch Allyn Inc | Tycos 509 | 155607 | Sphygmomanometers, Aneroid
Bn21036 | Welch Allyn Inc | 767 Wall Transformer | 155673 | Transformers, Constant Voltage
BS23980 | Welch Allyn Inc | SureTemp Plus 690 | 14202337 | Thermometers, Electronic
Bn21034 | Welch Allyn Inc | Tycos 509 | 155674 | Sphygmomanometers, Aneroid
BN27882 | Welch Allyn Inc | Tycos 509 | 091013111345 | Sphygmomanometers, Aneroid
B41257 | Midmark Corp | Ritter 204 | V1057195 | Tables, Examination/Treatment, Adjustable
BS31927 | Exergen Corporation | TemporalScanner TAT-5000 | A1210601 | Thermometers, Electronic, Infrared, Skin
BN23878 | Midmark Corp | RITTER 104 | CD097325 | Tables, Examination/Treatment, Adjustable
BS22400 | AMBCO | 650A | AB10831 | Audiometers
Bn30943 | Medela Inc | Symphony Breast Pump | 1646500 | Aspirators, Breast
BN26459 | Welch Allyn Inc | Wall Sphygmomanometer | 151015112305 | Sphygmomanometers, Aneroid
BN29075 | Welch Allyn Inc | Wall Sphygmomanometer | 160118225725 | Sphygmomanometers, Aneroid
B19710 | Seca Corp | seca 220 | 167614 | Height Measurement Instruments, Wall-Mounted, Mechanical
B19782 | Midmark Corp | Ritter 104 | CD064801 | Tables, Examination/Treatment, Adjustable
| Midmark Corp | Midmark 640 Pediatric | DS22340476 | Tables, Examination/Treatment
BN29069 | Seca Corp | seca 220 | 5769227163609 | Height Measurement Instruments, Wall-Mounted, Mechanical
BN29052 | Seca Corp | seca 220 | 167621 | Height Measurement Instruments, Wall-Mounted, Mechanical
BS24963 | Welch Allyn Inc | Wall Sphygmomanometer | 160817092815 | Sphygmomanometers, Aneroid
BN29049 | Seca Corp | seca 220 | 167649 | Height Measurement Instruments, Wall-Mounted, Mechanical
BN23060 | Welch Allyn Inc | CE0050 | 9509271948 | Sphygmomanometers, Aneroid
BN5695 | Detecto - A Division of Cardinal Scale Manufacturing Co. | Weigh Beam Eye-Level | 1061849 | Scales, Patient, Platform, Mechanical
| Welch Allyn Inc | Green Series 777 Diagnostic Wall System | 168887 | Ophthalmoscope/Otoscopes
| Welch Allyn Inc | Green Series 777 Diagnostic Wall System | 168910 | Ophthalmoscope/Otoscopes
| Hillrom Co Inc. | 76-70-015 | 241106230240 | Sphygmomanometers
| Welch Allyn Inc | Wall Sphygmomanometer | 241107085210 | Sphygmomanometers, Aneroid
| Midmark | Ritter 204 | V2749933 | Tables, Examination/Treatment, Adjustable
| Welch Allyn Inc | Green Series 777 Diagnostic Wall System | NSN168942 | Ophthalmoscope/Otoscopes
| Midmark | Ritter 204 | V2749879 | Tables, Examination/Treatment, Adjustable
| Hillrom Co Inc. | 76-70-015 | 241107085510 | Sphygmomanometers
| Hillrom Co Inc. | 76-70-015 | 241106220230 | Sphygmomanometers
| Welch Allyn Inc | Wall Sphygmomanometer | 241106204130 | Sphygmomanometers, Aneroid
| Hillrom Co Inc. | 76-70-015 | 241107075930 | Sphygmomanometers
| Welch Allyn Inc | Wall Sphygmomanometer | 241106231650 | Sphygmomanometers, Aneroid
| Welch Allyn Inc | Wall Sphygmomanometer | 241107074910 | Sphygmomanometers, Aneroid
| Midmark | Ritter 204 | V2749873 | Tables, Examination/Treatment, Adjustable
| Welch Allyn Inc | Green Series 777 Diagnostic Wall System | 168898 | Ophthalmoscope/Otoscopes
| Midmark | Ritter 204 | V2749938 | Tables, Examination/Treatment, Adjustable
| Midmark Corp | Ritter 244 | V2676902 | Tables, Examination/Treatment, Adjustable
| Welch Allyn Inc | Wall Sphygmomanometer | 241107064650 | Sphygmomanometers, Aneroid
| Hillrom Co Inc. | 76-70-015 | 241107052450 | Sphygmomanometers
| Midmark | Ritter 204 | V2749892 | Tables, Examination/Treatment, Adjustable
| Midmark | Ritter 204 | V2749876 | Tables, Examination/Treatment, Adjustable
| Midmark | Ritter 204 | V2749884 | Tables, Examination/Treatment, Adjustable
| Welch Allyn Inc | Green Series 777 Diagnostic Wall System | NSN168914 | Ophthalmoscope/Otoscopes
| Welch Allyn Inc | Wall Sphygmomanometer | 241107064810 | Sphygmomanometers, Aneroid
| Welch Allyn Inc | Green Series 777 Diagnostic Wall System | NSN168919 | Ophthalmoscope/Otoscopes
| Midmark | Ritter 204 | V2749872 | Tables, Examination/Treatment, Adjustable
| Midmark | Ritter 204 | V2749875 | Tables, Examination/Treatment, Adjustable
| Welch Allyn Inc | Green Series 777 Diagnostic Wall System | NSN1700609 | Ophthalmoscope/Otoscopes
| Welch Allyn Inc | 767 Wall Sphygmomanometer | 24110765840 | Sphygmomanometers, Aneroid
| Joerns Healthcare | Hoyer Calibre 850 | 2407L0159 | Lifts, Patient Transfer, Overhead Track
A59432 | DRUCKER DIAGNOSTICS | Horizon 24 Flex | 241006AD698 | Centrifuges, Tabletop, Low-Speed, Nonrefrigerated
| Welch Allyn Inc | Green Series 777 Diagnostic Wall System | NSN 1700614 | Ophthalmoscope/Otoscopes
| Welch Allyn Inc | Green Series 777 Diagnostic Wall System | 168879 | Ophthalmoscope/Otoscopes
| Midmark | Ritter 204 | V2749931 | Tables, Examination/Treatment, Adjustable
| Welch Allyn Inc | Green Series 777 Diagnostic Wall System | 1702372 | Ophthalmoscope/Otoscopes
| Carl Zeiss Inc | HUMPHREY FIELD ANALYZER 3 | 860-24396 | Ophthalmic Perimeters, Automated
| Zoll Medical Corp | AED Plus | X23k733509 | Defibrillators, External, Automated
| Welch Allyn Inc | SureTemp Plus | 24403904 | Thermometers, Electronic
| Reichert Ophthalmic Instruments Div | ClearChart 4 Digital Acuity System | 50173-0324 | Projectors, Photographic Slide, Eye Chart
A59431 | DRUCKER DIAGNOSTICS | Horizon 24 Flex | 241006AD697 | Centrifuges, Tabletop, Low-Speed, Nonrefrigerated
| Midmark | Ritter 204 | V2749887 | Tables, Examination/Treatment, Adjustable
A57005 | Welch Allyn Inc | ELI 280 | 124460000109 | Electrocardiographs, Multichannel, Interpretive
| Welch Allyn Inc | SURETEMP PLUS | 24403942 | Thermometers
| Welch Allyn Inc | Universal Desk Charger | 168952 | Dock/Battery Chargers
| Welch Allyn Inc | SureTemp Plus 690 | 24403946 | Thermometers, Electronic
bs22723 | Welch Allyn Inc | Spot Vital Signs LXi | 20140301356 | Monitors, Physiologic, Vital Signs
| Welch Allyn Inc | Universal Desk Charger | 168950 | Dock/Battery Chargers
| Welch Allyn Inc | SURETEMP PLUS | 24403889 | Thermometers
| Reichert Ophthalmic Instruments Div | ClearChart 4 Digital Acuity System | 50190-0424 | Projectors, Photographic Slide, Eye Chart
| Welch Allyn Inc | SURETEMP PLUS | 24403906 | Thermometers
| Zoll Medical Corp | AED Plus | X23K733431 | Defibrillators, External, Automated
| Welch Allyn Inc | Wall Sphygmomanometer | 241107065720 | Sphygmomanometers, Aneroid
| Welch Allyn Inc | SureTemp Plus 690 | 24403893 | Thermometers, Electronic
| Midmark Corp | Ritter 244 | V2673813 | Tables, Examination/Treatment, Adjustable
| Marco Ophthalmic | Deluxe 2 Stand | 2096122 | Examination/Treatment Stands, Ophthalmic
| Welch Allyn Inc | SURETEMP PLUS | 24403907 | Thermometers
| Draeger Medical Inc. | JM-105 Jaundice Meter | H2509333 | Bilirubinometers
| Zoll Medical Corp | AED Plus | X24F824623 | Defibrillators, External, Automated
| Detecto - A Division of Cardinal Scale Manufacturing Co. | 6495 Digital Stationary Wheelchair Scale | E24924-0177 | Scales, Patient, Wheelchair
| Detecto - A Division of Cardinal Scale Manufacturing Co. | 6745 Digital Infant Scale | E26824-0093 | Scales, Infant
A57157 | Welch Allyn Inc | Connex Spot Monitor | 100049470825 | Monitors, Physiologic, Vital Signs
| Marco Ophthalmic | Deluxe 2 Stand | 2083369 | Examination/Treatment Stands, Ophthalmic
A240869 | Welch Allyn Inc | ELI 280 | 124460000113 | Electrocardiographs, Multichannel, Interpretive
| Welch Allyn Inc | SureTemp Plus 690 | 901053 | Thermometers, Electronic
| Precision Medical Inc | EasyGo Vac Portable Aspirator | 924214 | Aspirators
| Welch Allyn Inc | SURETEMP PLUS | 24403866 | Thermometers
| Welch Allyn Inc | Green Series 777 Diagnostic Wall System | 168961 | Ophthalmoscope/Otoscopes
| Welch Allyn Inc | 767 Wall Sphygmomanometer | 241107013630 | Sphygmomanometers, Aneroid
| Detecto - A Division of Cardinal Scale Manufacturing Co. | 6745 Digital Infant Scale | E26824-0092 | Scales, Infant
| Seca Corp | seca 777 | 10000001682163 | Scales, Patient, Floor
| Welch Allyn Inc | 767 Wall Sphygmomanometer | 241107080840 | Sphygmomanometers, Aneroid
| Midmark | Ritter 204 | V2749889 | Tables, Examination/Treatment, Adjustable
A57007 | Welch Allyn Inc | Connex Vital Signs Monitor 6000 Series | 100044742924 | Monitors, Physiologic, Vital Signs
| NIDEK INC | TONOREF II | 726100 | Refractors, Ophthalmic, Automated
A57003 | Welch Allyn Inc | Connex Vital Signs Monitor 6000 Series | 100044582924 | Monitors, Physiologic, Vital Signs
| Reichert Ophthalmic Instruments Div | Phoroptor | 91121-0623 | Ophthalmic Cross Cylinder Lenses
| Midmark Corp | Ritter 244 | V2736037 | Tables, Examination/Treatment, Adjustable
| Precision Medical Inc | EasyGo Vac Portable Aspirator | 00924213 | Aspirators
| Detecto - A Division of Cardinal Scale Manufacturing Co. | 750 | E11125-0002 | Scales, Patient, Floor
| Midmark | Ritter 204 | V2749874 | Tables, Examination/Treatment, Adjustable
A57009 | Welch Allyn Inc | Connex Vital Signs Monitor 6000 Series | 100044412924 | Monitors, Physiologic, Vital Signs
| Marco Ophthalmic | Encore Manual Exam Chair | 2089355 | Chairs, Examination/Treatment, Ophthalmology
| Detecto - A Division of Cardinal Scale Manufacturing Co. | 6495 Digital Stationary Wheelchair Scale | E24824-0082 | Scales, Patient, Wheelchair
| Detecto - A Division of Cardinal Scale Manufacturing Co. | 6745 Digital Infant Scale | E26824-0089 | Scales, Infant
| Midmark | Ritter 204 | V2749939 | Tables, Examination/Treatment, Adjustable
| Welch Allyn Inc | Green Series 777 Diagnostic Wall System | NSN168931 | Ophthalmoscope/Otoscopes
| Zoll Medical Corp | AED Plus | X241848050 | Defibrillators, External, Automated
A57008 | Welch Allyn Inc | Connex Vital Signs Monitor 6000 Series | 100044732924 | Monitors, Physiologic, Vital Signs
| Welch Allyn Inc | SureTemp Plus 690 | 24403870 | Thermometers, Electronic
| Midmark | Ritter 204 | V2749881 | Tables, Examination/Treatment, Adjustable
| Marco Ophthalmic | Encore Manual Exam Chair | 2091022 | Chairs, Examination/Treatment, Ophthalmology
| Welch Allyn Inc | Green Series 777 Diagnostic Wall System | 1702338 | Ophthalmoscope/Otoscopes
| Welch Allyn Inc | 767 Wall Sphygmomanometer | 241106205030 | Sphygmomanometers, Aneroid
| Welch Allyn Inc | SureTemp Plus 690 | 24403910 | Thermometers, Electronic
| Welch Allyn Inc | Green Series 777 Diagnostic Wall System | 168954 | Ophthalmoscope/Otoscopes
| Detecto - A Division of Cardinal Scale Manufacturing Co. | 6745 Digital Infant Scale | E26824-0088 | Scales, Infant
| Detecto - A Division of Cardinal Scale Manufacturing Co. | APEX-AC | E26824-0093 | Scales, Patient, Floor
| Midmark | Ritter 204 | V2749870 | Tables, Examination/Treatment, Adjustable
| Welch Allyn Inc | SURETEMP PLUS | 24403950 | Thermometers
| Zoll Medical Corp | AED Plus | X241848225 | Defibrillators, External, Automated
| Welch Allyn Inc | SURETEMP PLUS | 24403890 | Thermometers
| Welch Allyn Inc | SURETEMP PLUS | 24403908 | Thermometers
| Welch Allyn Inc | Connex Vital Signs Monitor 6000 Series | 100045223024 | Monitors, Physiologic, Vital Signs
BS21565 | AMBCO | 650A | B10410 | Audiometers
A57358 | Haag-Streit Group USA | BM 900 | 17176 | Slit Lamps
A57168 | Welch Allyn Inc | Connex Spot Monitor | 100062990925 | Monitors, Physiologic, Vital Signs
A57149 | Oakworks Medical | Dual Tower Ultrasound Table | USG873482 | Tables, Imaging, Ultrasound
| Welch Allyn Inc | Green Series 777 Diagnostic Wall System | 168959 | Ophthalmoscope/Otoscopes
| Welch Allyn Inc | SURETEMP PLUS | 24403901 | Thermometers
| Welch Allyn Inc | SureTemp Plus 690 | 24403847 | Thermometers, Electronic
A57002 | Welch Allyn Inc | Connex Vital Signs Monitor 6000 Series | 100045293024 | Monitors, Physiologic, Vital Signs
| Welch Allyn Inc | SURETEMP PLUS | 24403948 | Thermometers
| Detecto - A Division of Cardinal Scale Manufacturing Co. | 6495 Digital Stationary Wheelchair Scale | E29924-0108 | Scales, Patient, Wheelchair
| Welch Allyn Inc | Green Series 777 Diagnostic Wall System | NSN1700606 | Ophthalmoscope/Otoscopes
A57004 | Welch Allyn Inc | Connex Vital Signs Monitor 6000 Series | 10004602924 | Monitors, Physiologic, Vital Signs
| Welch Allyn Inc | Wall Sphygmomanometer | 021107054220 | Sphygmomanometers, Aneroid
| Reichert Ophthalmic Instruments Div | ClearChart 4 Digital Acuity System | 50189-0424 | Projectors, Photographic Slide, Eye Chart
| Welch Allyn Inc | Wall Sphygmomanometer | 241107074010 | Sphygmomanometers, Aneroid
| Marco Ophthalmic | LM-7P | 501411 | Lensometers
| Welch Allyn Inc | SURETEMP PLUS | 24403928 | Thermometers
| Welch Allyn Inc | Green Series 600 | 901067 | Lights, Examination
| Midmark Corp | Ritter 244 | V2672402 | Tables, Examination/Treatment, Adjustable
| Welch Allyn Inc | Green Series 777 Diagnostic Wall System | NSN168876 | Ophthalmoscope/Otoscopes
| Welch Allyn Inc | Green Series 777 Diagnostic Wall System | NSN168927 | Ophthalmoscope/Otoscopes
| Welch Allyn Inc | Green Series 777 Diagnostic Wall System | NSN168923 | Ophthalmoscope/Otoscopes
Bn00595 | Midmark Corp | RITTER 104 | Cd037694 | Tables, Examination/Treatment, Adjustable
BS33470 | THERMO SCIENTIFIC | Sorvall ST 8R | 42545318 | Centrifuges, Tabletop, High-Speed, Refrigerated
B19808 | Midmark Corp | Ritter 104 | CD064784 | Tables, Examination/Treatment, Adjustable
BN23862 | Welch Allyn Inc | Tycos 509 | 41767 | Sphygmomanometers, Aneroid
Bn00200 | Welch Allyn Inc | 747 Diagnostic Set | 182297 | Ophthalmoscope/Otoscopes
| Welch Allyn Inc | Green Series 777 Diagnostic Wall System | NSN | Ophthalmoscope/Otoscopes
Bn01165 | Midmark Corp | RITTER 104 | Cd037693 | Tables, Examination/Treatment, Adjustable
| Summit Doppler Systems, Inc. | LifeDop 350R | 240709-036339 | Detectors, Fetal Heart, Ultrasonic
BN15311 | Welch Allyn Inc | LS135 | 167583 | Lights, Examination
bn21286 | Welch Allyn Inc | Green Series 777 Integrated Wall System | 167519 | Ophthalmoscope/Otoscope/Vital Signs Measuring Systems
| Medline Industries Inc | Mobile Aneroid | 00152 | Sphygmomanometers, Aneroid
BS22719 | Welch Allyn Inc | Spot Vital Signs LXi | 167516 | Monitors, Physiologic, Vital Signs
bn21296 | Welch Allyn Inc | 767 Wall Transformer | 167593 | Transformers, Constant Voltage
bn23855 | Welch Allyn Inc | Tycos 509 | 9802050471 | Sphygmomanometers, Aneroid
| CooperSurgical, Inc. | LEEP Precision | 2012020018 | Electrosurgical Units, Monopolar
BS21644 | Welch Allyn Inc | Spot Vital Signs LXi | 20111108746 | Monitors, Physiologic, Vital Signs
167550 | Welch Allyn Inc | Tycos 509 | 50110 | Sphygmomanometers, Aneroid
Bn02897 | Midmark Corp | RITTER 104 | Cd066057 | Tables, Examination/Treatment, Adjustable
BN18173 | Midmark Corp | Ritter 104 | Ke053330 | Tables, Examination/Treatment, Adjustable
BN23852 | Midmark Corp | Ritter 104 | Cd037692 | Tables, Examination/Treatment, Adjustable
bn21293 | Welch Allyn Inc | Tycos 509 | 21372 | Sphygmomanometers, Aneroid
Bn00204 | Welch Allyn Inc | 747 Diagnostic Set | 182300 | Ophthalmoscope/Otoscopes
Bn01135 | Midmark Corp | RITTER 104 | Cd37744 | Tables, Examination/Treatment, Adjustable
Bn0297 | Welch Allyn Inc | 767 Wall Transformer | 167562 | Transformers, Constant Voltage
bn15514 | Midmark Corp | Ritter 204 | v441256 | Tables, Examination/Treatment, Adjustable
Bn25514 | Welch Allyn Inc | LS135 | 182310 | Lights, Examination
BS30954 | RITTER | 224-003 | V2186283 | TABLES, EXAMINATION/TREATMENT
bn23856 | Welch Allyn Inc | Tycos 509 | 9805021411 | Sphygmomanometers, Aneroid
B19508 | Welch Allyn Inc | 767 Integrated Diagnostic System | 167549 | Ophthalmoscope/Otoscope/Vital Signs Measuring Systems
| Welch Allyn Inc | Tycos 509 | 070313093725 | Sphygmomanometers, Aneroid
BN12112 | Welch Allyn Inc | LS135 | BN12112 | Lights, Examination
BN18703 | Midmark Corp | Ritter 230 | V441625 | Tables, Examination/Treatment, Adjustable
Bn00596 | Welch Allyn Inc | 747 Diagnostic Set | 182322 | Ophthalmoscope/Otoscopes
Bn15258 | Welch Allyn Inc | 767 Wall Transformer | 182293 | Transformers, Constant Voltage
BN21292 | Welch Allyn Inc | LS135 | 167587 | Lights, Examination
bn12260 | Welch Allyn Inc | LS135 | 167537 | Lights, Examination
Bn00604 | Midmark Corp | RITTER 104 | Cd036099 | Tables, Examination/Treatment, Adjustable
B19356 | Midmark Corp | Ritter 204 | V441379 | Tables, Examination/Treatment, Adjustable
bn23846 | Welch Allyn Inc | 767 Wall Transformer | 167523 | Transformers, Constant Voltage
185973 | Welch Allyn Inc | ELI 380 | 122410001250 | Electrocardiographs, Multichannel, Interpretive
BN1137 | Midmark Corp | Ritter 104 | Cd037749 | Tables, Examination/Treatment, Adjustable
B17074 | TOPCON MEDICAL SYSTEMS, INC. | TRC-NW8 | 243470 | Cameras, Photographic, Ophthalmic, Fundus, Mydriatic
BN24690 | Welch Allyn Inc | Green Series 777 Diagnostic Wall System | 182342 | Ophthalmoscope/Otoscopes
BN12114 | Welch Allyn Inc | 767 Integrated Diagnostic System | 182308 | Ophthalmoscope/Otoscope/Vital Signs Measuring Systems
| Welch Allyn Inc | Tycos 509 | NSN | Sphygmomanometers, Aneroid
| Huntleigh Healthcare | Sonicaid SRX | 772B702204321 | Detectors, Fetal Heart, Ultrasonic
Bn01140 | Midmark Corp | RITTER 104 | Cd037687 | Tables, Examination/Treatment, Adjustable
BN21180 | Midmark Corp | Ritter 204 | V770419 | Tables, Examination/Treatment, Adjustable
B19153 | Welch Allyn Inc | CE0050 | 50178 | Sphygmomanometers, Aneroid
| Draeger Medical Inc. | JM-105 Jaundice Meter | H2509332 | Bilirubinometers
Bn21170 | Midmark Corp | Ritter 204 | V759931 | Tables, Examination/Treatment, Adjustable
| Welch Allyn Inc | 767 Wall Transformer | NSN167580 | Transformers, Constant Voltage
Bn11621 | Welch Allyn Inc | LS135 | 182338 | Lights, Examination
BN18677 | Midmark Corp | Ritter 204 | V574123 | Tables, Examination/Treatment, Adjustable
Bn00191 | Welch Allyn Inc | 747 Diagnostic Set | 182280 | Ophthalmoscope/Otoscopes
BN15480 | Midmark Corp | Ritter 204 | V441668 | Tables, Examination/Treatment, Adjustable
Bn00605 | Welch Allyn Inc | 747 Diagnostic Set | 182304 | Ophthalmoscope/Otoscopes
B19358 | Welch Allyn Inc | Tycos 509 | 45749 | Sphygmomanometers, Aneroid
B12661 | Welch Allyn Inc | Spot Vital Signs LXi | 21100000104521 | Monitors, Physiologic, Vital Signs
BN00185 | Welch Allyn Inc | 747 Diagnostic Set | 182284 | Ophthalmoscope/Otoscopes
B19540 | Midmark Corp | Ritter 204 | V441339 | Tables, Examination/Treatment, Adjustable
| Welch Allyn Inc | Tycos 509 | 140512163005 | Sphygmomanometers, Aneroid
Bn23859 | Welch Allyn Inc | LS135 | 182331 | Lights, Examination
BS26531 | Exergen Corporation | TemporalScanner TAT-5000 | A668034 | Thermometers, Electronic, Infrared, Skin
BN11863 | Tanita | Digital Scale | 167545 | Scales, Patient, Floor
B36627 | Welch Allyn Inc | Spot Vital Signs LXi | 9175MT | Monitors, Physiologic, Vital Signs
BS17621 | Welch Allyn Inc | Spot Vital Signs LXi | 20160811298 | Monitors, Physiologic, Vital Signs
BN20796 | Welch Allyn Inc | Tycos 509 | NSN | Sphygmomanometers, Aneroid
BS23720 | Welch Allyn Inc | LS135 | 167573 | Lights, Examination
Bn23863 | Welch Allyn Inc | LS135 | 182326 | Lights, Examination
BN23851 | Welch Allyn Inc | Tycos 509 | NSN | Sphygmomanometers, Aneroid
bn21334 | Welch Allyn Inc | 767 Integrated Diagnostic System | 182316 | Ophthalmoscope/Otoscope/Vital Signs Measuring Systems
bn23850 | Welch Allyn Inc | Tycos 509 | 9802091467 | Sphygmomanometers, Aneroid
BN25504 | Detecto - A Division of Cardinal Scale Manufacturing Co. | 750 | E21209-0079 | Scales, Patient, Floor
Bn00181 | Welch Allyn Inc | 747 Diagnostic Set | 182312 | Ophthalmoscope/Otoscopes
Bn00202 | Welch Allyn Inc | 747 Diagnostic Set | 182290 | Ophthalmoscope/Otoscopes
bn23843 | Welch Allyn Inc | Tycos 509 | 040161523 | Sphygmomanometers, Aneroid
Bn25521 | Welch Allyn Inc | LS135 | 182335 | Lights, Examination
bn21333 | Welch Allyn Inc | CE0050 | 9805091289 | Sphygmomanometers, Aneroid
A59259 | Welch Allyn Inc | ELI 380 | 124460000174 | Electrocardiographs, Multichannel, Interpretive
B19160 | Midmark Corp | Ritter 204 | V759947 | Tables, Examination/Treatment, Adjustable
BN23858 | Welch Allyn Inc | Tycos 509 | 9806011476 | Sphygmomanometers, Aneroid
BN0277 | Welch Allyn Inc | 767 Wall Transformer | 167560 | Transformers, Constant Voltage
BN1673 | Welch Allyn Inc | 747 Diagnostic Set | 167546 | Ophthalmoscope/Otoscopes
BS30825 | Midmark Corp | Ritter 225 | V2134631 | Tables, Examination/Treatment, Adjustable
| Zoll Medical Corp | AED Plus | X26E025470 | Defibrillators, External, Automated
Bn00189 | Welch Allyn Inc | 747 Diagnostic Set | 182324 | Ophthalmoscope/Otoscopes
BN25509 | Detecto - A Division of Cardinal Scale Manufacturing Co. | 750 | E21209-0077 | Scales, Patient, Floor
bn23853 | Welch Allyn Inc | Tycos 509 | 9802050062 | Sphygmomanometers, Aneroid
| Welch Allyn Inc | Tycos 509 | NSN | Sphygmomanometers, Aneroid
| Welch Allyn Inc | 767 Wall Transformer | NSN | Transformers, Constant Voltage
| Welch Allyn Inc | Tycos 509 | 0403152150 | Sphygmomanometers, Aneroid
BN24686 | Welch Allyn Inc | Tycos 509 | 140512161825 | Sphygmomanometers, Aneroid
Bn21178 | Midmark | Ritter 204 | V778442 | Tables, Examination/Treatment, Adjustable
BN21298 | Welch Allyn Inc | Tycos 509 | 42276 | Sphygmomanometers, Aneroid
BN17200 | Welch Allyn Inc | CE0050 | CE0050 | Sphygmomanometers, Aneroid
BN21262 | The Brewer Company | Access Exam Table | ET021391 | Tables, Examination/Treatment, Adjustable
bn15257 | Welch Allyn Inc | 767 Wall Transformer | 167601 | Transformers, Constant Voltage
BN23861 | Midmark Corp | RITTER 104 | 167541 | Tables, Examination/Treatment, Adjustable
BN21188 | Midmark Corp | Ritter 223 | V770782 | Tables, Examination/Treatment, Adjustable
| Exergen Corporation | TemporalScanner TAT-2000C | NSN | Thermometers, Electronic, Infrared, Skin
BN21220 | Welch Allyn Inc | Tycos 509 | 52170 | Sphygmomanometers, Aneroid
Bn2893 | Midmark Corp | Ritter 104 | Cd037743 | Tables, Examination/Treatment, Adjustable
BN20625 | Welch Allyn Inc | 767 Wall Transformer | 167565 | Transformers, Constant Voltage
bs24546 | Follett Corporation | REF4P | 167597 | Refrigerators, Laboratory
| Welch Allyn Inc | 767 Wall Transformer | NSN | Transformers, Constant Voltage
| Medline Industries Inc | Mobile Aneroid | 00096 | Sphygmomanometers, Aneroid
BS21205 | Siemens Healthcare | CLINITEK Status | 167589 | Analyzers, Laboratory, Urine, Semiautomated
A57412 | Midmark Corp | Midmark 641 | V2766496 | Chairs, Examination/Treatment
Bn27347 | Welch Allyn Inc | Wall Sphygmomanometer | 060804171156 | Sphygmomanometers, Aneroid
Bn28939 | Exergen Corporation | TemporalScanner TAT-5000 | A853340 | Thermometers, Electronic, Infrared, Skin
bn20755 | Welch Allyn Inc | 767 Integrated Diagnostic System | 167533 | Ophthalmoscope/Otoscope/Vital Signs Measuring Systems
Bn23847 | Welch Allyn Inc | CE0050 | 4071 | Sphygmomanometers, Aneroid
Bn29402 | Buffalo Dental Manufacturing Co., Inc. | 1A | 125000 | Vibrators
BN23763 | Detecto - A Division of Cardinal Scale Manufacturing Co. | DR400C | DR-400 | Scales, Patient, Floor
bs28394 | Siemens Healthcare | CLINITEK Status | 300418 | Analyzers, Laboratory, Urine, Semiautomated
B36644 | Detecto - A Division of Cardinal Scale Manufacturing Co. | APEX-AC | 0134 | Scales, Patient, Floor
| Physio-Control a division of Stryker | LIFEPAK 500 | 31248822 | Defibrillators, External, Automated
BN24685 | Welch Allyn Inc | Tycos 509 | 140513155425 | Sphygmomanometers, Aneroid
BN21411 | Tanita | Digital Scale | 167605 | Scales, Patient, Floor
Bn00295 | Midmark Corp | RITTER 104 | Cd066866 | Tables, Examination/Treatment, Adjustable
| Welch Allyn Inc | Green Series 777 Diagnostic Wall System | NSN | Ophthalmoscope/Otoscopes
| Welch Allyn Inc | 767 Wall Transformer | NSN167584 | Transformers, Constant Voltage
BS32041 | Welch Allyn Inc | ELI 280 | 119450001584 | Electrocardiographs, Multichannel, Interpretive
BS23718 | AMBCO | 650A | B13573 | Audiometers
BN15483 | Midmark Corp | Ritter 204 | V441282 | Tables, Examination/Treatment, Adjustable
BN11078 | Welch Allyn Inc | LS135 | 167555 | Lights, Examination
Bn00599 | Welch Allyn Inc | 747 Diagnostic Set | 182328 | Ophthalmoscope/Otoscopes
Bn12258 | Welch Allyn Inc | LS135 | 182303 | Lights, Examination
| Exergen Corporation | TemporalScanner TAT-2000C | NSN | Thermometers, Electronic, Infrared, Skin
| Welch Allyn Inc | Connex Spot Monitor | 100013012624 | Monitors, Physiologic, Vital Signs
| Welch Allyn Inc | Tycos Mobile Aneroid Blood Pressure Unit | 651251100100658 | Sphygmomanometers, Aneroid
| The Brewer Company | Access Exam Table | ET021389 | Tables, Examination/Treatment, Adjustable
| Welch Allyn Inc | Connex Spot Monitor | 100012992624 | Monitors, Physiologic, Vital Signs
| Welch Allyn Inc | Connex Spot Monitor | 100013352624 | Monitors, Physiologic, Vital Signs
| Welch Allyn Inc | Connex Spot Monitor | 100013472624 | Monitors, Physiologic, Vital Signs
| Welch Allyn Inc | Connex Spot Monitor | 100007732524 | Monitors, Physiologic, Vital Signs
| Welch Allyn Inc | Connex Spot Monitor | 100013152624 | Monitors, Physiologic, Vital Signs
Bn11079 | Welch Allyn Inc | LS135 | 182333 | Lights, Examination
Bn0187 | Welch Allyn Inc | 747 Diagnostic Set | 182285 | Ophthalmoscope/Otoscopes
BN23842 | Welch Allyn Inc | CE0050 | 2006 | Sphygmomanometers, Aneroid
BN21349 | Midmark Corp | Ritter 204 | V787073 | Tables, Examination/Treatment, Adjustable
BS23718 | AMBCO | 650A | B13582 | Audiometers
| Midmark Corp | Ritter 230 | V2942106 | Tables, Examination/Treatment, Adjustable
| Welch Allyn Inc | Tycos Mobile Aneroid Blood Pressure Unit | 6512511000100817 | Sphygmomanometers, Aneroid
BN0133 | Welch Allyn Inc | 747 Diagnostic Set | 167540 | Ophthalmoscope/Otoscopes
B41321 | Ohio Medical Corporation | Intermittent/Continuous Vacuum Regulator | NIAA000031 | Regulators, Suction
BS25868 | GE Healthcare | Giraffe OmniBed Carestation | TABX62249 | Incubator/Radiant Warming Units, Infant, Mobile
| Ohio Medical Corporation | Push-To-Set Intermittent Analog Neonatal Vacuum Regulator | NIAF000075 | Regulators, Suction
B41298 | Amvex Corporation | Analog Continuous/Intermittent Vacuum Regulator | NIAA000051 | Regulators, Suction
BS30114 | Zoll Medical Corp | R Series PLUS | AF19A090795 | Defibrillators, External, Automated
bn22256 | Welch Allyn Inc | SureTemp Plus 692 | 07342084 | Thermometers, Electronic
B16366 | Ohaus Corporation | Scout SPX | 8342165590 | Balances, Electronic, Precision
B41296 | Ohio Medical Corporation | Intermittent/Continuous Vacuum Regulator | NIAA000052 | Regulators, Suction
B41291 | Amvex Corporation | Analog Continuous/Intermittent Vacuum Regulator | NIAA000046 | Regulators, Suction
163817 | Welch Allyn Inc | SureTemp Plus 692 | 21-23259416 | Thermometers, Electronic
| Ohio Medical Corporation | Push-To-Set Intermittent Analog Neonatal Vacuum Regulator | NIAF000076 | Regulators, Suction
| Medela Inc | Nutrio Guardian Warmer | 20974 | Warming Units, Infant Nutritionals
A57694 | GE Healthcare | Giraffe Incubator Carestation | TAA25081089SA | Incubators, Infant, Mobile
A57690 | GE Healthcare | Giraffe Incubator Carestation | TAA25121104SA | Incubators, Infant, Mobile
A57688 | GE Healthcare | Giraffe Incubator Carestation | TAA25121105SA | Incubators, Infant, Mobile
| GE Healthcare | CARESCAPE PDM Patient Data Module | SPX19180377SA | Physiologic Monitor Modules, Multiparameter
B41314 | Amvex Corporation | Analog Continuous/Intermittent Vacuum Regulator | NIAA000039 | Regulators, Suction
A57693 | GE Healthcare | Giraffe Incubator Carestation | TAA25111099SA | Incubators, Infant, Mobile
BN24904 | Amvex Corporation | Digital Continuous/Intermittent Vacuum Regulator | VRA09126EP | Regulators, Suction
BS30026 | GE Healthcare | CARESCAPE Monitor B450 | SNE18252237SA | Monitoring Systems, Physiologic
BS29749 | GE Healthcare | CARESCAPE Monitor B450 | SNE19182025SA | Monitoring Systems, Physiologic
A59605 | GE Healthcare | Giraffe OmniBed Carestation | TAB25221013SA | Incubator/Radiant Warming Units, Infant, Mobile
163819 | Welch Allyn Inc | SureTemp Plus 692 | 23259435 | Thermometers, Electronic
BS29769 | GE Healthcare | CARESCAPE Monitor B450 | SNE19182009SA | Monitoring Systems, Physiologic
B41326 | Amvex Corporation | Analog Continuous/Intermittent Vacuum Regulator | NIAA000038 | Regulators, Suction
| Bird Products Corp | 3800 MicroBlender | KGF05938 | Compressed Gas Proportioners, Oxygen-Air
A57698 | GE Healthcare | Giraffe Incubator Carestation | TAA25041045SA | Incubators, Infant, Mobile
A57686 | GE Healthcare | Giraffe Incubator Carestation | TAA25031042SA | Incubators, Infant, Mobile
A57687 | GE Healthcare | Giraffe Incubator Carestation | TAA25041046SA | Incubators, Infant, Mobile
| GE Healthcare | CARESCAPE Monitor B450 | SNE19172105SA | Monitoring Systems, Physiologic
A59790 | Draeger Medical Inc. | JM-105 Jaundice Meter | H2513690 | Bilirubinometers
BS22733 | Natus Medical Inc | neoBLUE Radiometer | 13207 | Radiometers, Phototherapy
BS23004 | ATLANTA BIOMEDICAL CORPORATION | Model 4100 | 80002084 | Infusion Pumps, Enteral Feeding
BS29754 | GE Healthcare | CARESCAPE PDM Patient Data Module | SPX19180081SA | Physiologic Monitor Modules, Multiparameter
BS29766 | GE Healthcare | CARESCAPE PDM Patient Data Module | SPX19180142SA | Physiologic Monitor Modules, Multiparameter
BS30021 | GE Healthcare | CARESCAPE PDM Patient Data Module | SA318220499SA | Physiologic Monitor Modules, Multiparameter
BS29753 | GE Healthcare | CARESCAPE Monitor B450 | SNE19182026SA | Monitoring Systems, Physiologic
BS29792 | GE Healthcare | CARESCAPE PDM Patient Data Module | SPX19180260SA | Physiologic Monitor Modules, Multiparameter
BS29788 | GE Healthcare | CARESCAPE PDM Patient Data Module | SPX19180249SA | Physiologic Monitor Modules, Multiparameter
BS30025 | GE Healthcare | CARESCAPE PDM Patient Data Module | SA318220741SA | Physiologic Monitor Modules, Multiparameter
BS29768 | GE Healthcare | CARESCAPE PDM Patient Data Module | SPX19180245SA | Physiologic Monitor Modules, Multiparameter
BS29773 / NICU-PRT01 | GE Healthcare | CARESCAPE Monitor B450 | SNE19172103SA | Monitoring Systems, Physiologic
BS29777 / NICU-PRT03 | GE Healthcare | CARESCAPE Monitor B450 | SNE19172147SA | Monitoring Systems, Physiologic
A49990 | GE Healthcare | CARESCAPE Monitor B450 | SNE19182010SA | Monitoring Systems, Physiologic
BS30011 | GE Healthcare | CARESCAPE PDM Patient Data Module | SA318220093SA | Physiologic Monitor Modules, Multiparameter
BS25869 | GE Healthcare | Giraffe OmniBed Carestation | TABX62245 | Incubator/Radiant Warming Units, Infant, Mobile
BS29767 | GE Healthcare | CARESCAPE Monitor B450 | SNE19182016SA | Monitoring Systems, Physiologic
B41303 | Amvex Corporation | Analog Continuous/Intermittent Vacuum Regulator | NIAA000044 | Regulators, Suction
A59608 | GE Healthcare | Giraffe OmniBed Carestation | TAB25221005SA | Incubator/Radiant Warming Units, Infant, Mobile
A57685 | GE Healthcare | Giraffe Incubator Carestation | TAA25091090SA | Incubators, Infant, Mobile
| Bird Products Corp | UltraBlender | AJF03363 | Compressed Gas Proportioners, Oxygen-Air
| Ohio Medical Corporation | Push-To-Set Intermittent Analog Neonatal Vacuum Regulator | NIAF000078 | Regulators, Suction
B41292 | Ohio Medical Corporation | Intermittent/Continuous Vacuum Regulator | NIAA000047 | Regulators, Suction
BN24545 | Natus Medical Inc | neoBLUE cozy LED Phototherapy | 21232 | Phototherapy Units, Visible Light, Hyperbilirubinemia
BS30581 | Medela Inc | Nutrio Guardian Warmer | 20858 | Warming Units, Infant Nutritionals
B41307 | Ohio Medical Corporation | Intermittent/Continuous Vacuum Regulator | NIAA000034 | Regulators, Suction
BN25970 | Precision Medical Inc | EasyGo Vac Portable Aspirator | 060818 | Aspirators
| Stihler Electronics | Astodia | DA08550 | Transilluminators
BS21073 | ATOM MEDICAL | Transcapsule V-808 | 1940437 | Incubators, Infant, Transport
B41302 | Amvex Corporation | Analog Continuous/Intermittent Vacuum Regulator | NIAA000033 | Regulators, Suction
b12682 | Bio-Med Devices Inc. | MaxAir CAPR | 107206 | Respirators, Air-Purifying, Gas/Vapor
| Ohio Medical Corporation | Push-To-Set Intermittent Analog Neonatal Vacuum Regulator | NIAF000079 | Regulators, Suction
| Datex-Ohmeda | Masimo Saturation Module E-MASIMO-00 | 8304324 | Physiologic Monitor Modules, Pulse Oximetry
BS21017 | Natus Medical Inc | neoBLUE LED Phototherapy | 19115 | Phototherapy Units, Visible Light, Hyperbilirubinemia
| Precision Medical Inc | Low-Flow Air Oxygen Blender | BL010074 | Compressed Gas Proportioners, Oxygen-Air
B41322 | Ohio Medical Corporation | Intermittent/Continuous Vacuum Regulator | NIAA000040 | Regulators, Suction
BS29784 | GE Healthcare | CARESCAPE PDM Patient Data Module | SPX19180363SA | Physiologic Monitor Modules, Multiparameter
BS30005 | GE Healthcare | CARESCAPE PDM Patient Data Module | SA138220280SA | Physiologic Monitor Modules, Multiparameter
BS29778 | GE Healthcare | CARESCAPE PDM Patient Data Module | SPX19180214SA | Physiologic Monitor Modules, Multiparameter
BS29764 | GE Healthcare | CARESCAPE PDM Patient Data Module | SPX19180299SA | Physiologic Monitor Modules, Multiparameter
BS29780 | GE Healthcare | CARESCAPE PDM Patient Data Module | SPX19180143SA | Physiologic Monitor Modules, Multiparameter
BS29758 | GE Healthcare | CARESCAPE PDM Patient Data Module | SPX19180274SA | Physiologic Monitor Modules, Multiparameter
BN21010 | Welch Allyn Inc | SureTemp Plus 692 | 08322536 | Thermometers, Electronic
BS23006 | ATLANTA BIOMEDICAL CORPORATION | Model 4100 | 80002088 | Infusion Pumps, Enteral Feeding
BS24051 | Natus Medical Inc | neoBLUE LED Phototherapy | 30963 | Phototherapy Units, Visible Light, Hyperbilirubinemia
| Precision Medical Inc | EasyGo Vac Portable Aspirator | 00926819 | Aspirators
BN25000 | Welch Allyn Inc | Green Series 300 | 158543 | Lights, Examination
BS30575 | Natus Medical Inc | neoBLUE blanket LED Phototherapy | 6119 | Phototherapy Units, Visible Light, Hyperbilirubinemia
BS18733 | ATLANTA BIOMEDICAL CORPORATION | Model 4100 | 80001749 | Infusion Pumps, Enteral Feeding
BN27061 | InterMetro Industries Corporation | IMED 800 | 120627077 | Automation Systems, Medication Dispensing
A59601 | GE Healthcare | Giraffe OmniBed Carestation | TAB25221004SA | Incubator/Radiant Warming Units, Infant, Mobile
B41289 | Ohio Medical Corporation | Intermittent/Continuous Vacuum Regulator | NIAA000012 | Regulators, Suction
BS22171 | Olympic Medical Corp | Smart Scale Model 60 | 60-2254 | Scales, Infant
A59602 | GE Healthcare | Giraffe OmniBed Carestation | TAB25231001SA | Incubator/Radiant Warming Units, Infant, Mobile
BN30753 | Medela Inc | Nutrio Guardian Warmer | W20493 | Warming Units, Infant Nutritionals
| Welch Allyn Inc | SureTemp Plus 692 | 23314338 | Thermometers, Electronic
| Amvex Corporation | Suction Regulator | VRA05192DN | Regulators, Suction
| ATLANTA BIOMEDICAL CORPORATION | Model 4100 | 80016102 | Infusion Pumps, Enteral Feeding
| Welch Allyn Inc | SureTemp Plus 692 | 26086401 | Thermometers, Electronic
BN30754 | Medela Inc | Nutrio Guardian Warmer | W20508 | Warming Units, Infant Nutritionals
BS21707 | Olympic Medical Corp | Smart Scale Model 60 | 60-751 | Scales, Infant
B16374 | Ohaus Corporation | Scout SPX | C111345825 | Balances, Electronic, Precision
| Amvex Corporation | Analog Continuous/Intermittent Vacuum Regulator | VRA05196DN | Regulators, Suction
BS18739 | ATLANTA BIOMEDICAL CORPORATION | Model 4100 | 80001746 | Infusion Pumps, Enteral Feeding
BS24427 | GE Medical Systems | CARESCAPE CENTRAL STATION MAI700 | SKN18380055SA | Monitoring Systems
| Welch Allyn Inc | SureTemp Plus 692 | 26086345 | Thermometers, Electronic
BS25593 | Bio-Med Devices Inc. | Crossvent 2i+ | 101801016 | Ventilators, Transport
A59598 | GE Healthcare | Giraffe OmniBed Carestation | TAB25221014SA | Incubator/Radiant Warming Units, Infant, Mobile
A59599 | GE Healthcare | Giraffe OmniBed Carestation | TAB25231000SA | Incubator/Radiant Warming Units, Infant, Mobile
A59600 | GE Healthcare | Giraffe OmniBed Carestation | TAB25221011SA | Incubator/Radiant Warming Units, Infant, Mobile
A59609 | GE Healthcare | Giraffe OmniBed Carestation | TAB25221006SA | Incubator/Radiant Warming Units, Infant, Mobile
BN24906 | Amvex Corporation | Digital Continuous/Intermittent Vacuum Regulator | VRA05198DN | Regulators, Suction
A57684 | GE Healthcare | Giraffe Incubator Carestation | TAA25041047SA | Incubators, Infant, Mobile
A59603 | GE Healthcare | Giraffe OmniBed Carestation | TAB25231003SA | Incubator/Radiant Warming Units, Infant, Mobile
A59604 | GE Healthcare | Giraffe OmniBed Carestation | TAB25221009SA | Incubator/Radiant Warming Units, Infant, Mobile
| ATLANTA BIOMEDICAL CORPORATION | Model 4100 | 80016123 | Infusion Pumps, Enteral Feeding
BS23003 | ATLANTA BIOMEDICAL CORPORATION | Model 4100 | 80002086 | Infusion Pumps, Enteral Feeding
| Medela Inc | Nutrio Guardian Warmer | W20429 | Warming Units, Infant Nutritionals
BS18738 | ATLANTA BIOMEDICAL CORPORATION | Model 4100 | 80001745 | Infusion Pumps, Enteral Feeding
| Medela Inc | Nutrio Guardian Warmer | W20670 | Warming Units, Infant Nutritionals
| Unknown | ROUNDS/MAINTENANCE | JPS Rounds NICU | Miscellaneous Maintenance
B16373 | Ohaus Corporation | Scout SPX | C111345822 | Balances, Electronic, Precision
BS30030 | GE Healthcare | CARESCAPE Monitor B450 | SNE18252230SA | Monitoring Systems, Physiologic
Bn30264 | Exergen Corporation | TemporalScanner TAT-5000 | A760519 | Thermometers, Electronic, Infrared, Skin
B41320 | Amvex Corporation | Analog Continuous/Intermittent Vacuum Regulator | NIAA000021 | Regulators, Suction
BN29118 | Amvex Corporation | Digital Continuous/Intermittent Vacuum Regulator | VRA09124EP | Regulators, Suction
| Medela Inc | Waterless Milk Warmer | 1881417 | Warming Units, Infant Nutritionals
B41294 | Ohio Medical Corporation | Intermittent/Continuous Vacuum Regulator | NIAA000048 | Regulators, Suction
| Bird Products Corp | UltraBlender | AJF03691 | Compressed Gas Proportioners, Oxygen-Air
BS30029 | GE Healthcare | CARESCAPE PDM Patient Data Module | SA318220668SA | Physiologic Monitor Modules, Multiparameter
| Medela Inc | Waterless Milk Warmer | 1899496 | Warming Units, Infant Nutritionals
| Natus Medical Inc | neoBLUE blanket LED Phototherapy | 006111 | Phototherapy Units, Visible Light, Hyperbilirubinemia
| Welch Allyn Inc | SureTemp Plus 692 | 26047929 | Thermometers, Electronic
BS30006 | GE Healthcare | CARESCAPE Monitor B450 | SNE18252229SA | Monitoring Systems, Physiologic
A57695 | GE Healthcare | Giraffe Incubator Carestation | TAA25031044SA | Incubators, Infant, Mobile
| Bio-Med Devices Inc. | 2003 Series | B1503167 | Compressed Gas Proportioners, Oxygen-Air
B41304 | Amvex Corporation | Analog Continuous/Intermittent Vacuum Regulator | NIAA000016 | Regulators, Suction
BS30018 | GE Healthcare | CARESCAPE Monitor B450 | SNE18252247SA | Monitoring Systems, Physiologic
| Welch Allyn Inc | SureTemp Plus 692 | 23314347 | Thermometers, Electronic
194753 | Natus Medical Inc | ALGO 5 | D509362 | Auditory Function Screening Devices, Newborn
BS29772 | GE Healthcare | CARESCAPE PDM Patient Data Module | SPX19180370SA | Physiologic Monitor Modules, Multiparameter
BS30019 | GE Healthcare | CARESCAPE PDM Patient Data Module | SA318220705SA | Physiologic Monitor Modules, Multiparameter
BS29786 | GE Healthcare | CARESCAPE PDM Patient Data Module | SPX19180192SA | Physiologic Monitor Modules, Multiparameter
| Welch Allyn Inc | SureTemp Plus 692 | 25448143 | Thermometers, Electronic
A46989 | Natus Medical Inc | ALGO 5 | D504766 | Auditory Function Screening Devices, Newborn
BS22727 | Natus Medical Inc | neoBLUE LED Phototherapy | 27143 | Phototherapy Units, Visible Light, Hyperbilirubinemia
BN29119 | Amvex Corporation | Digital Continuous/Intermittent Vacuum Regulator | VRA09128EP | Regulators, Suction
| Welch Allyn Inc | SureTemp Plus 692 | 08136569 | Thermometers, Electronic
BS29751 | GE Healthcare | CARESCAPE Monitor B450 | SNE19182029SA | Monitoring Systems, Physiologic
BN24902 | Amvex Corporation | Digital Continuous/Intermittent Vacuum Regulator | VRA05190DN | Regulators, Suction
BN27386 | Medela Inc | Nutrio Guardian Warmer | W00289 | Warming Units, Infant Nutritionals
B41288 | Amvex Corporation | Analog Continuous/Intermittent Vacuum Regulator | NIAA000017 | Regulators, Suction
BS29779 | GE Healthcare | CARESCAPE Monitor B450 | SNE19172112SA | Monitoring Systems, Physiologic
BS18745 | ATLANTA BIOMEDICAL CORPORATION | Model 4100 | 80002085 | Infusion Pumps, Enteral Feeding
BS29781 | GE Healthcare | CARESCAPE Monitor B450 | SNE19172124SA | Monitoring Systems, Physiologic
BS29770 | GE Healthcare | CARESCAPE PDM Patient Data Module | SPX19180286SA | Physiologic Monitor Modules, Multiparameter
BS29752 | GE Healthcare | CARESCAPE PDM Patient Data Module | SPX19180210SA | Physiologic Monitor Modules, Multiparameter
A59607 | GE Healthcare | Giraffe OmniBed Carestation | TAB25221010SA | Incubator/Radiant Warming Units, Infant, Mobile
B41315 | Amvex Corporation | Analog Continuous/Intermittent Vacuum Regulator | NIAA000037 | Regulators, Suction
BS30008 | GE Healthcare | CARESCAPE Monitor B450 | SNE18252240SA | Monitoring Systems, Physiologic
| Medela Inc | Waterless Milk Warmer | 1881414 | Warming Units, Infant Nutritionals
b12897 | Bio-Med Devices Inc. | MaxAir CAPR | 111211 | Respirators, Air-Purifying, Gas/Vapor
BS24050 | Natus Medical Inc | neoBLUE LED Phototherapy | 30962 | Phototherapy Units, Visible Light, Hyperbilirubinemia
| Precision Medical Inc | Low-Flow Air Oxygen Blender | BL010072 | Compressed Gas Proportioners, Oxygen-Air
B41306 | Amvex Corporation | Analog Continuous/Intermittent Vacuum Regulator | NIAA000020 | Regulators, Suction
| Bio-Med Devices Inc. | Crossvent 2i+ | 295113E2I | Ventilators, Transport
BS18732 | ATLANTA BIOMEDICAL CORPORATION | Model 4100 | 80001748 | Infusion Pumps, Enteral Feeding
BS29783 | GE Healthcare | CARESCAPE Monitor B450 | SNE19172110SA | Monitoring Systems, Physiologic
| Precision Medical Inc | Low-Flow Air Oxygen Blender | BL010087 | Compressed Gas Proportioners, Oxygen-Air
BS30023 | GE Healthcare | CARESCAPE PDM Patient Data Module | SA318220724SA | Physiologic Monitor Modules, Multiparameter
BS30003 | GE Healthcare | CARESCAPE PDM Patient Data Module | SA138220699SA | Physiologic Monitor Modules, Multiparameter
BS29763 | GE Healthcare | CARESCAPE Monitor B450 | SNE19182002SA | Monitoring Systems, Physiologic
BS29760 | GE Healthcare | CARESCAPE PDM Patient Data Module | SPX19180362SA | Physiologic Monitor Modules, Multiparameter
BS30017 | GE Healthcare | CARESCAPE PDM Patient Data Module | SA318220267SA | Physiologic Monitor Modules, Multiparameter
BS29795 | GE Healthcare | CARESCAPE Monitor B450 | SNE19172125SA | Monitoring Systems, Physiologic
| Datex-Ohmeda | Masimo Saturation Module E-MASIMO-00 | 8301654 | Physiologic Monitor Modules, Pulse Oximetry
BS18748 | ATLANTA BIOMEDICAL CORPORATION | Model 4100 | 80001753 | Infusion Pumps, Enteral Feeding
| VYAIRE MEDICAL | Bird MicroBlender | AJF05418 | Compressed Gas Proportioners, Oxygen-Air
B16365 | Ohaus Corporation | Scout SPX | 8342296111 | Balances, Electronic, Precision
BS18737 | ATLANTA BIOMEDICAL CORPORATION | Model 4100 | 80001765 | Infusion Pumps, Enteral Feeding
BS29776 | GE Healthcare | CARESCAPE PDM Patient Data Module | SPX19180313SA | Physiologic Monitor Modules, Multiparameter
| Medela Inc | Nutrio Guardian Warmer | W00292 | Warming Units, Infant Nutritionals
BS30016 | GE Healthcare | CARESCAPE Monitor B450 | SNE18252225SA | Monitoring Systems, Physiologic
BN22398 | Medela Inc | Waterless Milk Warmer | 1437220 | Warming Units, Infant Nutritionals
BS35648 | Ohaus Corporation | Scout SPX | 8341285565 | Balances, Electronic, Precision
| Welch Allyn Inc | SureTemp Plus 692 | 11040171 | Thermometers, Electronic
BS29796 | GE Healthcare | CARESCAPE PDM Patient Data Module | SPX19180344SA | Physiologic Monitor Modules, Multiparameter
BS30009 | GE Healthcare | CARESCAPE PDM Patient Data Module | SA318220697SA | Physiologic Monitor Modules, Multiparameter
| SpaceLabs Healthcare | Ultraview SL2600 | 1370-202353 | Monitors, Physiologic, Patient Transport
| Welch Allyn Inc | SureTemp Plus 692 | 26086349 | Thermometers, Electronic
BS23005 | ATLANTA BIOMEDICAL CORPORATION | Model 4100 | 80002078 | Infusion Pumps, Enteral Feeding
BS23137 | GE Healthcare | Giraffe OmniBed Carestation | TABV60164 | Incubator/Radiant Warming Units, Infant, Mobile
BS23000 | ATLANTA BIOMEDICAL CORPORATION | Model 4100 | 80002077 | Infusion Pumps, Enteral Feeding
bs30015 | GE Healthcare | CARESCAPE PDM Patient Data Module | SA318220691SA | Physiologic Monitor Modules, Multiparameter
BS30014 | GE Healthcare | CARESCAPE Monitor B450 | SNE18252227SA | Monitoring Systems, Physiologic
| GE Healthcare | CARESCAPE PDM Patient Data Module | 21SA318220728SA | Physiologic Monitor Modules, Multiparameter
BS29748 | GE Healthcare | CARESCAPE PDM Patient Data Module | SPX19180187SA | Physiologic Monitor Modules, Multiparameter
BS30010 | GE Healthcare | CARESCAPE Monitor B450 | SNE18252231SA | Monitoring Systems, Physiologic
| Ohio Medical Corporation | PISA | PSAY22298 | Regulators, Suction
| Masimo Corp. | Rad-5v | 537163 | Oximeters, Pulse
B41311 | Amvex Corporation | Analog Continuous/Intermittent Vacuum Regulator | NIAA000013 | Regulators, Suction
BS29757 | GE Healthcare | CARESCAPE Monitor B450 | SNE19182005SA | Monitoring Systems, Physiologic
A59606 | GE Healthcare | Giraffe OmniBed Carestation | TAB25221012SA | Incubator/Radiant Warming Units, Infant, Mobile
163816 | Medline Industries Inc | MED2422 | 3343427-1 | Warming Units, Blanket
BS19869 | Natus Medical Inc | neoBLUE cozy LED Phototherapy | 21231 | Phototherapy Units, Visible Light, Hyperbilirubinemia
B41313 | Amvex Corporation | Analog Continuous/Intermittent Vacuum Regulator | NIAA000022 | Regulators, Suction
A57692 | GE Healthcare | Giraffe OmniBed Carestation | TAB25071001SA | Incubator/Radiant Warming Units, Infant, Mobile
B41308 | Amvex Corporation | Analog Continuous/Intermittent Vacuum Regulator | NIAA000028 | Regulators, Suction
B12899 | Bio-Med Devices Inc. | MaxAir CAPR | 111190 | Respirators, Air-Purifying, Gas/Vapor
BS18743 | ATLANTA BIOMEDICAL CORPORATION | Model 4100 | 80001756 | Infusion Pumps, Enteral Feeding
BS30013 | GE Healthcare | CARESCAPE PDM Patient Data Module | SA318220471SA | Physiologic Monitor Modules, Multiparameter
BN24901 | Amvex Corporation | Digital Continuous/Intermittent Vacuum Regulator | VRA05195DN | Regulators, Suction
| Olympic Medical Corp | Trans-Lite | 1070 | Transilluminators
BN20077 | Natus Medical Inc | Olympic Warmette Model 20 | 11133 | Warming Units, Multipurpose
| Bird Products Corp | UltraBlender | AJF03362 | Compressed Gas Proportioners, Oxygen-Air
| Precision Medical Inc | EasyGo Vac Portable Aspirator | 00926821 | Aspirators
| Medela Inc | Waterless Milk Warmer | 1881411 | Warming Units, Infant Nutritionals
BN29116 | Amvex Corporation | Analog Continuous/Intermittent Vacuum Regulator | VRA09127EP | Regulators, Suction
| Peak Medical | PeakVN | G2124289 | Laryngoscopes, Rigid, Video
BS23013 | Mindray | BeneView T1 | GJ-48000723T | Monitoring Systems, Physiologic
BS22728 | Natus Medical Inc | neoBLUE LED Phototherapy | 27144 | Phototherapy Units, Visible Light, Hyperbilirubinemia
BS18736 | ATLANTA BIOMEDICAL CORPORATION | Model 4100 | 80001764 | Infusion Pumps, Enteral Feeding
| Medela Inc | Nutrio Guardian Warmer | w00302 | Warming Units, Infant Nutritionals
BN27045 | InterMetro Industries Corporation | IMED 800 | 120627079 | Automation Systems, Medication Dispensing
| Welch Allyn Inc | SureTemp Plus 692 | (21)23355202 | Thermometers, Electronic
| Medela Inc | Waterless Milk Warmer | 1881407 | Warming Units, Infant Nutritionals
b12895 | Bio-Med Devices Inc. | MaxAir CAPR | 111196 | Respirators, Air-Purifying, Gas/Vapor
B41327 | Amvex Corporation | Analog Continuous/Intermittent Vacuum Regulator | NIAA000023 | Regulators, Suction
| Tri-anim | Oxygen/Air Blender | KGF04107 | Compressed Gas Proportioners, Oxygen-Air
BS30004 | GE Healthcare | CARESCAPE Monitor B450 | SNE18252234SA | Monitoring Systems, Physiologic
B41324 | Amvex Corporation | Analog Continuous/Intermittent Vacuum Regulator | NIAA000025 | Regulators, Suction
Bn13120 | Ohio Medical Corporation | Intermittent/Continuous Vacuum Regulator | Gffvo9527 | Regulators, Suction
185979 | Welch Allyn Inc | ELI 380 | 122410001249 | Electrocardiographs, Multichannel, Interpretive
B12451 | Olympic Medical Corp | Smart Scale Model 60 | 60-5157 | Scales, Infant
| Welch Allyn Inc | SureTemp Plus 692 | (01)00732094029116 | Thermometers, Electronic
B41290 | Amvex Corporation | Analog Continuous/Intermittent Vacuum Regulator | NIAA000043 | Regulators, Suction
B13371 | Welch Allyn Inc | SureTemp Plus 692 | 15152677 | Thermometers, Electronic
| Peak Medical | PeakVN | U2425104 | Laryngoscopes, Rigid, Video
B41301 | Ohio Medical Corporation | Intermittent/Continuous Vacuum Regulator | NIAA000014 | Regulators, Suction
b41692 | Bio-Med Devices Inc. | MAXAIR Cart | 6998 | Carts, Storage/Transport, Physiologic Monitor
BN30778 | Medela Inc | Waterless Milk Warmer | 1443972 | Warming Units, Infant Nutritionals
B41312 | Amvex Corporation | Analog Continuous/Intermittent Vacuum Regulator | NIAA000026 | Regulators, Suction
BS18742 | ATLANTA BIOMEDICAL CORPORATION | Model 4100 | 80001755 | Infusion Pumps, Enteral Feeding
BS33793 | Welch Allyn Inc | SureTemp Plus 692 | 18365676 | Thermometers, Electronic
BS25595 | Mindray | BeneView T1 | JE-83002834 | Monitoring Systems, Physiologic
BS30027 | GE Healthcare | CARESCAPE PDM Patient Data Module | SA318220727SA | Physiologic Monitor Modules, Multiparameter
BS29790 | GE Healthcare | CARESCAPE PDM Patient Data Module | SPX19180302SA | Physiologic Monitor Modules, Multiparameter
BS29765 | GE Healthcare | CARESCAPE Monitor B450 | SNE19182018SA | Monitoring Systems, Physiologic
BS29774 | GE Healthcare | CARESCAPE PDM Patient Data Module | SPX19180346SA | Physiologic Monitor Modules, Multiparameter
| Precision Medical Inc | EasyGo Vac Portable Aspirator | 00926820 | Aspirators
| GE Healthcare | Giraffe OmniBed Carestation | TAB23220019SA | Incubator/Radiant Warming Units, Infant, Mobile
BS21018 | Natus Medical Inc | neoBLUE LED Phototherapy | 19116 | Phototherapy Units, Visible Light, Hyperbilirubinemia
BS18735 | ATLANTA BIOMEDICAL CORPORATION | Model 4100 | 80001763 | Infusion Pumps, Enteral Feeding
BN29114 | Amvex Corporation | Digital Continuous/Intermittent Vacuum Regulator | VRA09123EP | Regulators, Suction
| Welch Allyn Inc | SureTemp Plus 692 | 2123355199 | Thermometers, Electronic
BS29787 | GE Healthcare | CARESCAPE Monitor B450 | SNE19172149SA | Monitoring Systems, Physiologic
| Bird Products Corp | UltraBlender | AJF03689 | Compressed Gas Proportioners, Oxygen-Air
BN24897 | Amvex Corporation | Digital Continuous/Intermittent Vacuum Regulator | VRA05194DN | Regulators, Suction
BN-=30761 | Precision Medical Inc | EasyGo Vac PM65 | 908541 | Aspirators, Airway
BS33791 | Welch Allyn Inc | SureTemp Plus 692 | 20242523 | Thermometers, Electronic
BN29489 | Medela Inc | Waterless Milk Warmer | 1437664 | Warming Units, Infant Nutritionals
B41305 | Ohio Medical Corporation | Intermittent/Continuous Vacuum Regulator | NIAA000045 | Regulators, Suction
B41317 | Ohio Medical Corporation | Intermittent/Continuous Vacuum Regulator | NIAA000035 | Regulators, Suction
BS29785 | GE Healthcare | CARESCAPE Monitor B450 | SNE19172078SA | Monitoring Systems, Physiologic
BS19429 | Masimo Corp. | Radical Docking Station RDS-3 | 158688 | Dock/Battery Chargers
A59462 | GE Healthcare | Giraffe Shuttle | GSH25271068SA | Healthcare Equipment Movers, Bed/Stretcher
A59463 | GE Healthcare | Giraffe Shuttle | GSH25271067SA | Healthcare Equipment Movers, Bed/Stretcher
| Allied Healthcare Products, Inc. | G180 OptiVac | NSN | Aspirators, Airway
BS29750 | GE Healthcare | CARESCAPE PDM Patient Data Module | SPX19180217SA | Physiologic Monitor Modules, Multiparameter
BS29762 | GE Healthcare | CARESCAPE PDM Patient Data Module | SPX19180283SA | Physiologic Monitor Modules, Multiparameter
| Ohio Medical Corporation | Push-To-Set Intermittent Analog Neonatal Vacuum Regulator | NIAF000077 | Regulators, Suction
BS29669 | VENOSCOPE | Neonatal Transilluminator Model NT01 | 1114592 | Transilluminators
| International Biomedical | 10065 | BDF04542 | Compressed Gas Proportioners, Oxygen-Air
BN17707 | Ohaus Corporation | Scout Pro | 7126331480 | Balances, Electronic, Precision
A57691 | GE Healthcare | Giraffe OmniBed Carestation | TAB25071002SA | Incubator/Radiant Warming Units, Infant, Mobile
| Allied Healthcare Products, Inc. | G180 OptiVac | NSN | Aspirators, Airway
B41286 | Amvex Corporation | Analog Continuous/Intermittent Vacuum Regulator | NIAA000042 | Regulators, Suction
BS18740 | ATLANTA BIOMEDICAL CORPORATION | Model 4100 | 80001747 | Infusion Pumps, Enteral Feeding
B41300 | Amvex Corporation | Analog Continuous/Intermittent Vacuum Regulator | NIAA000041 | Regulators, Suction
BS22209 | GE Healthcare | Giraffe OmniBed | HDGS50280 | Incubator/Radiant Warming Units, Infant, Mobile
193574 | Neolight LLC. | Skylife Phototherapy Device | NL22080139 | Phototherapy Units, Visible Light, Hyperbilirubinemia
BS33789 | Welch Allyn Inc | SureTemp Plus 692 | 20242519 | Thermometers, Electronic
| Medela Inc | Waterless Milk Warmer | 1900324 | Warming Units, Infant Nutritionals
B41323 | Amvex Corporation | Analog Continuous/Intermittent Vacuum Regulator | NIAA000024 | Regulators, Suction
157256 | Welch Allyn Inc | SureTemp Plus 692 | 17193927 | Thermometers, Electronic
| GE Healthcare | Giraffe OmniBed Carestation | TAB23220033SA | Incubator/Radiant Warming Units, Infant, Mobile
| Welch Allyn Inc | SureTemp Plus 692 | 2123314349 | Thermometers, Electronic
BN30742 | Medela Inc | Nutrio Guardian Warmer | W00306 | Warming Units, Infant Nutritionals
BS30033 | Medela Inc | Nutrio Guardian Warmer | 20813 | Warming Units, Infant Nutritionals
| Medela Inc | Waterless Milk Warmer | 1894968 | Warming Units, Infant Nutritionals
| Medela Inc | Waterless Milk Warmer | 1900320 | Warming Units, Infant Nutritionals
A49879 | GE Healthcare | CARESCAPE Monitor B450 | SNE18252246SA | Monitoring Systems, Physiologic
| Welch Allyn Inc | SureTemp Plus 692 | 11040181 | Thermometers, Electronic
| Welch Allyn Inc | SureTemp Plus 692 | 23180798 | Thermometers, Electronic
BS30584 | Medela Inc | Nutrio Guardian Warmer | W0020888302 | Warming Units, Infant Nutritionals
| Welch Allyn Inc | SureTemp Plus 692 | 21-23259418 | Thermometers, Electronic
BS29791 | GE Healthcare | CARESCAPE Monitor B450 | SNE19172145SA | Monitoring Systems, Physiologic
BS16882 | Welch Allyn Inc | SureTemp Plus 692 | 22369566 | Thermometers, Electronic
BN30757 | Medela Inc | Nutrio Guardian Warmer | W20533 | Warming Units, Infant Nutritionals
BS30585 | Medela Inc | Nutrio Guardian Warmer | W00309 | Warming Units, Infant Nutritionals
| Welch Allyn Inc | SureTemp Plus 692 | 26086373 | Thermometers, Electronic
BS29761 | GE Healthcare | CARESCAPE Monitor B450 | SNE19182033SA | Monitoring Systems, Physiologic
B41295 | Amvex Corporation | Analog Continuous/Intermittent Vacuum Regulator | NIAA000050 | Regulators, Suction
B38124 | Welch Allyn Inc | SureTemp Plus 692 | 1475758 | Thermometers, Electronic
BN30734 | Medela Inc | Waterless Milk Warmer | 1438570 | Warming Units, Infant Nutritionals
A57689 | GE Healthcare | Giraffe Incubator Carestation | TAA25121103SA | Incubators, Infant, Mobile
B12905 | Bio-Med Devices Inc. | MaxAir CAPR | 111216 | Respirators, Air-Purifying, Gas/Vapor
Bs22732 | Olympic Medical Corp | Smart Scale Model 60 | 60-2475 | Scales, Infant
| Ohaus Corporation | Scout Pro | 7125470981 | Balances, Electronic, Precision
B41325 | Amvex Corporation | Analog Continuous/Intermittent Vacuum Regulator | NIAA000036 | Regulators, Suction
| Ohio Medical Corporation | PISA | PSAF04686 | Regulators, Suction
BS22207 | GE Healthcare | Giraffe OmniBed | HDGS50276 | Incubator/Radiant Warming Units, Infant, Mobile
BS30001 | GE Healthcare | CARESCAPE Monitor B450 | SNE18252222SA | Monitoring Systems, Physiologic
BS24429 | Welch Allyn Inc | SureTemp Plus 692 | 19263170 | Thermometers, Electronic
BS30012 | GE Healthcare | CARESCAPE Monitor B450 | SNE18252238SA | Monitoring Systems, Physiologic
| Masimo Corp. | Radical-7 | T050281 | Oximeters, Pulse
BS30028 | GE Healthcare | CARESCAPE Monitor B450 | SNE18252243SA | Monitoring Systems, Physiologic
BS29747 | GE Healthcare | CARESCAPE Monitor B450 | SNE19182037SA | Monitoring Systems, Physiologic
BS23002 | ATLANTA BIOMEDICAL CORPORATION | Model 4100 | 80002083 | Infusion Pumps, Enteral Feeding
B38118 | Medela Inc | Waterless Milk Warmer | 1875750 | Warming Units, Infant Nutritionals
BS18734 | ATLANTA BIOMEDICAL CORPORATION | Model 4100 | 80001750 | Infusion Pumps, Enteral Feeding
BS30020 | GE Healthcare | CARESCAPE Monitor B450 | SNE18252199SA | Monitoring Systems, Physiologic
BS33790 | Welch Allyn Inc | SureTemp Plus 692 | 20242515 | Thermometers, Electronic
BS29759 | GE Healthcare | CARESCAPE Monitor B450 | SNE19182008SA | Monitoring Systems, Physiologic
BS29771 | GE Healthcare | CARESCAPE Monitor B450 | SNE19182031SA | Monitoring Systems, Physiologic
B12449 | Welch Allyn Inc | SureTemp Plus 692 | 21076385 | Thermometers, Electronic
| Ohio Medical Corporation | Push-To-Set Intermittent Analog Neonatal Vacuum Regulator | NIAE000001 | Regulators, Suction
B16367 | Ohaus Corporation | Scout SPX | 8342296113 | Balances, Electronic, Precision
| Medela Inc | Waterless Milk Warmer | 1891877 | Warming Units, Infant Nutritionals
BS22760 | International Biomedical | A750i | A114M | Incubators, Infant, Mobile
BS18744 | ATLANTA BIOMEDICAL CORPORATION | Model 4100 | 80001767 | Infusion Pumps, Enteral Feeding
BS18741 | ATLANTA BIOMEDICAL CORPORATION | Model 4100 | 80001754 | Infusion Pumps, Enteral Feeding
B16370 | Ohaus Corporation | Scout SPX | C048580842 | Balances, Electronic, Precision
A59058 | GE Healthcare | Panda iRes Bedded Warmer | PBW23520812SA | Warming Units, Patient, Radiant, Infant, Mobile
BS29789 | GE Healthcare | CARESCAPE Monitor B450 | SNE19172104SA | Monitoring Systems, Physiologic
BS29756 | GE Healthcare | CARESCAPE PDM Patient Data Module | SPX19180328SA | Physiologic Monitor Modules, Multiparameter
BS29782 | GE Healthcare | CARESCAPE PDM Patient Data Module | SPX19180288SA | Physiologic Monitor Modules, Multiparameter
BS30007 | GE Healthcare | CARESCAPE PDM Patient Data Module | SA318220104SA | Physiologic Monitor Modules, Multiparameter
BS18746 | ATLANTA BIOMEDICAL CORPORATION | Model 4100 | 80001751 | Infusion Pumps, Enteral Feeding
157258 | Welch Allyn Inc | SureTemp Plus 692 | 2117193914 | Thermometers, Electronic
BS23001 | ATLANTA BIOMEDICAL CORPORATION | Model 4100 | 80001768 | Infusion Pumps, Enteral Feeding
BS30022 / NICU-3-4 | GE Healthcare | CARESCAPE Monitor B450 | SNE18252232SA | Monitoring Systems, Physiologic
BS29775 | GE Healthcare | CARESCAPE Monitor B450 | SNE19172107SA | Monitoring Systems, Physiologic
157255 | Welch Allyn Inc | SureTemp Plus 690 | 16030176 | Thermometers, Electronic
B41318 | Amvex Corporation | Analog Continuous/Intermittent Vacuum Regulator | NIAA000027 | Regulators, Suction
BS23007 | ATLANTA BIOMEDICAL CORPORATION | Model 4100 | 80002087 | Infusion Pumps, Enteral Feeding
BS24049 | Natus Medical Inc | neoBLUE LED Phototherapy | 30961 | Phototherapy Units, Visible Light, Hyperbilirubinemia
B41310 | Amvex Corporation | Analog Continuous/Intermittent Vacuum Regulator | NIAA000030 | Regulators, Suction
BS34355 | GE Medical Systems | C1-6-D | 460491YP4 | Transducers, Ultrasonic
BS34378 | HOLOGIC INC | Brevera 100 | BVA01010 | Stereotactic Systems, Image-Guided, Biopsy, Mammographic
| Mindray | SC5-1Ns | HX5X41019925 | Transducers, Ultrasonic
| GE Medical Systems | C1-6-D | 53222YP6 | Transducers, Ultrasonic
| Agfa HealthCare | DX-D 40C | V5DAEV659 | Detectors, X-Ray, Digital Radiography
| GE Medical Systems | RIC5-9-D | 324240KR1 | Transducers, Ultrasonic
| GE Medical Systems | C1-6-D | 532352YP2 | Transducers, Ultrasonic
BS25395 | BK Medical | Flex Focus 400 | 5010822 | Scanning Systems, Ultrasonic, General-Purpose
A58179 | Exact Imaging | ExactVu | 6437230049 | Scanning Systems, Ultrasonic, Small-Parts
| GE Healthcare | RM7C | 326910KR7 | Transducers, Ultrasonic
A58195 | GE Healthcare | Voluson Expert 22 | F166419 | Scanning Systems, Ultrasonic, General-Purpose
| GE Medical Systems | RIC5-9-D | 324217KR9 | Transducers, Ultrasonic
| GE Healthcare | ML6-15-D | 49416YP1 | Transducers, Ultrasonic
| GE Healthcare | ML6-15-D | 350826WP4 | Transducers, Ultrasonic
A58087 | Siemens Healthcare | Digital Detector Pixium 3543 | 2147BR | Detectors, X-Ray, Digital Radiography
BS18966 | Mindray | TE7 | CD7-83000109 | Scanning Systems, Ultrasonic, Portable
| OrthoScan | Orthoscan TAU 2020 | 5V0146 | Radiographic/Fluoroscopic Units, Mobile, Extremity
A59095 | GE Healthcare | OEC Elite | FAHXTX00499 | Radiographic/Fluoroscopic Units, Mobile
BS34079 | Mindray | TE7 | CD7-03002682 | Scanning Systems, Ultrasonic, Portable
| Mindray | L7-3S | CB3M16118144 | Transducers, Ultrasonic
| GE Medical Systems | RIC5-9-D | 340125KR4 | Transducers, Ultrasonic
A58139 | BK Medical | bk5000 | 2003982 | Scanning Systems, Ultrasonic, General-Purpose
BS34383 | GE Medical Systems | C1-6-D | 456586YP7 | Transducers, Ultrasonic
A109939 | OrthoScan | Orthoscan TAU 2020 | 5V0142 | Radiographic/Fluoroscopic Units, Mobile, Extremity
A58199 | GE Healthcare | Voluson Expert 22 | F161200 | Scanning Systems, Ultrasonic, General-Purpose
| Capintec, Inc. | Captus 4000e | 941278 | Thyroid Uptake Systems
| Capintec, Inc. | Captus 4000e | 941278 | Thyroid Uptake Systems
A58180 | GE Healthcare | Voluson Expert 22 | F166432 | Scanning Systems, Ultrasonic, General-Purpose
BS34384 | GE Healthcare | P2D | 11AC2470 | Transducers, Ultrasonic
BS34387 | GE Healthcare | ML6-15-D | 313663WP7 | Transducers, Ultrasonic
| Mindray | Resona 7 | KP3-35000535 | Scanning Systems, Ultrasonic, General-Purpose
| GE Medical Systems | C1-6-D | 494094YP6 | Transducers, Ultrasonic
| GE Healthcare | L2-9-D XDclear Linear Array Probe | 232302PD0 | Transducers, Ultrasonic
| GE Healthcare | M5Sc-D | 447586YP9 | Transducers, Ultrasonic
| Mindray | Resona 7 | KP3-35000539 | Scanning Systems, Ultrasonic, General-Purpose
BS34385 | GE Medical Systems | 6S-D | 218235PD0 | Transducers, Ultrasonic
BS34388 | GE Healthcare | L2-9-D XDclear Linear Array Probe | 218181PD6 | Transducers, Ultrasonic
| GE Healthcare | M5Sc-D | 487681YP9 | Transducers, Ultrasonic
BS34386 | GE Healthcare | LOGIQ E10 | LEX302171 | Scanning Systems, Ultrasonic, General-Purpose
| GE Healthcare | M5Sc-D | 432675YP7 | Transducers, Ultrasonic
| BK Medical | I14C5T Intraoperative T-Shaped | 3154417 | Transducers, Ultrasonic
| Mindray | L12-3VNs | LM6E36001795 | Transducers, Ultrasonic
| Mindray | L9-3s | CB3W3C032849 | Transducers, Ultrasonic
| Mindray | SC5-1Ns | HX5X41019923 | Transducers, Ultrasonic
A58093 | Mindray | TE7 Max | LE4-41000902 | Scanning Systems, Ultrasonic, Portable
| GE Healthcare | RM7C | 343090KR7 | Transducers, Ultrasonic
| BK Medical | Rob12C4 | 3153749 | Transducers, Ultrasonic
| HOLOGIC INC | Affirm Breast Biopsy System | ARM1200775 | Stereotactic Systems, Image-Guided, Biopsy, Mammographic
| Philips Healthcare | eL18-4 | F03V53 | Transducers, Ultrasonic
| Mindray | C5-1s | 9SD4A132112 | Transducers, Ultrasonic
A59098 | GE Healthcare | OEC 9900 Elite | FBMHTX00423 | Radiographic/Fluoroscopic Units, Mobile
A58252 | GE Healthcare | Voluson Expert 22 | F167822 | Scanning Systems, Ultrasonic, General-Purpose
| FUJIFILM SonoSite Inc | L25x | 04DXQV | Transducers, Ultrasonic
| Mindray | L9-3s | CB3W3C032865 | Transducers, Ultrasonic
A58095 | Mindray | TE7 Max | LE4-41000947 | Scanning Systems, Ultrasonic, Portable
A59090 | GE Healthcare | OEC ELITE CFD ERGO C | FAXXTE01013 | Radiographic/Fluoroscopic Units, Mobile
A59089 | GE Healthcare | OEC 3D | FBMHDX00304 | Radiographic/Fluoroscopic Units, Mobile
A58094 | Mindray | TE7 Max | LE4-21000917 | Scanning Systems, Ultrasonic, Portable
| Mindray | SC5-1Ns | HX5X3C019203 | Transducers, Ultrasonic
| BK Medical | I12C5b Intra Operative biplane Transducer | 3153845 | Transducers, Ultrasonic
| BK Medical | 8L2 | 3154055 | Transducers, Ultrasonic
| BK Medical | N13C5, Curved Array Transducer | 3154073 | Components
| Mindray | L12-3VNs | LM6E3A002077 | Transducers, Ultrasonic
| Mindray | SC5-1Ns | HX5X41019912 | Transducers, Ultrasonic
| Mindray | SP5-1s | CB3C29079426 | Transducers, Ultrasonic
| Mindray | SP5-1Ns | HN4C36010045 | Transducers, Ultrasonic
BS34353 | GE Medical Systems | RIC5-9-D | 301543KR5 | Transducers, Ultrasonic
| OrthoScan | Orthoscan TAU 2020 | 5V0144 | Radiographic/Fluoroscopic Units, Mobile, Extremity
| Mindray | L12-3VNs | LM6E36001806 | Transducers, Ultrasonic
BN29605 | Philips Healthcare | SkyPlate | 171158 | Detectors, X-Ray, Digital Radiography
B17087 | Philips Healthcare | L12-5 | B3YRFB | Transducers, Ultrasonic
| GE Medical Systems | C1-6-D | 587182YP7 | Transducers, Ultrasonic
A58207 | GE Healthcare | Invenia ABUS 2.0 | INVSRP25000016 | Scanning Systems, Ultrasonic, Mammographic
A58146 | HOLOGIC INC | 3Dimensions | 3DM160103358 | Radiographic Systems, Digital, Mammographic
A58150 | GE Healthcare | AMX Navigate | 817JPSNAV5 | Radiographic Units, Mobile
BS34181 | Boston Scientific Corporation | EkoSonic ES CU4.0 | 85372947 | Angioplasty Systems, Atherectomy
BS25434 | GE Healthcare | LOGIQ E10 | LE10500578US7 | Scanning Systems, Ultrasonic, General-Purpose
A58232 | GE Healthcare | AMX Navigate | 817JPSNAV4 | Radiographic Units, Mobile
| GE Healthcare | FlashPad HD | 817JPSNAVDET2 | Detectors, X-Ray, Digital Radiography
A58152 | GE Healthcare | AMX Navigate | 817JPSNAV7 | Radiographic Units, Mobile
BS15293 | FUJIFILM SonoSite Inc | SonoSite MicroMaxx | 037KG6 | Scanning Systems, Ultrasonic, Portable
| GE Healthcare | FlashPad HD | 817JPSNAVDET3 | Detectors, X-Ray, Digital Radiography
| GE Medical Systems | RIC5-9-D | 295466KR7 | Transducers, Ultrasonic
| Mindray | L12-3VNs | LM6E36001798 | Transducers, Ultrasonic
A58084 | GE Healthcare | AMX Navigate | 817JPSNAV3 | Radiographic Units, Mobile
A58231 | GE Healthcare | OEC 9900 Elite | E2-4610 | Radiographic/Fluoroscopic Units, Mobile
A58108 | GE Healthcare | OEC ELITE CFD ERGO C | FBMHTX00212 | Radiographic/Fluoroscopic Units, Mobile
BS34357 | THALES GROUP | SKYPLATE | 221750 | Detectors, Beta/Gamma Radiation
| HOLOGIC INC | SecurView (DX) Client System | 2960920D0301 | Workstations, Digital Radiography, Mammographic
| OrthoScan | Orthoscan TAU 2020 | 5V0145 | Radiographic/Fluoroscopic Units, Mobile, Extremity
A58081 | GE Healthcare | AMX Navigate | 817JPSNAV2 | Radiographic Units, Mobile
A58227 | GE Healthcare | AMX Navigate | 817JPSNAV8 | Radiographic Units, Mobile
A58145 | HOLOGIC INC | 3Dimensions | 3DM160103363 | Radiographic Systems, Digital, Mammographic
BS34342 | GE Healthcare | AMX Navigate | 817JPSNAV | Radiographic Units, Mobile
A58112 | OEC Medical Systems | OEC 9900 Elite | FBXXTE02155 | Radiographic/Fluoroscopic Units, Mobile
BS34020 | OrthoScan | OrthoScan TAU 1515 | 5P0196 | Radiographic/Fluoroscopic Units, Mobile, Extremity
BS25032 | GE Medical Systems | Discovery XR656 | 817927JPS656A | Radiographic Systems, Digital
BS30245 | OrthoScan | OrthoScan TAU 1515 | 5P0197 | Radiographic/Fluoroscopic Units, Mobile, Extremity
A58151 | GE Healthcare | AMX Navigate | 817JPSNAV6 | Radiographic Units, Mobile
A58111 | OEC Medical Systems | OEC 9900 Elite | FBHXTX00944 | Radiographic/Fluoroscopic Units, Mobile
| GE Healthcare | FlashPad HD | 623454171158V | Detectors, X-Ray, Digital Radiography
| GE Healthcare | FlashPad HD | 6220641709014 | Detectors, X-Ray, Digital Radiography
| GE Healthcare | FlashPad HD | 817JPSNAV6DET | Detectors, X-Ray, Digital Radiography
| GE Healthcare | FlashPad HD | 817JPSNAV8DET | Detectors, X-Ray, Digital Radiography
| GE Healthcare | FlashPad HD | 817JPSNAV7DET | Detectors, X-Ray, Digital Radiography
| GE Healthcare | FlashPad HD | 817JPSNAV5DET | Detectors, X-Ray, Digital Radiography
| OrthoScan | Orthoscan TAU 2020 | 5v0144 | Radiographic/Fluoroscopic Units, Mobile, Extremity
| Mindray | L9-3s | CB3W3C032856 | Transducers, Ultrasonic
BS20193 | OEC Medical Systems | OEC 9900 Elite | ES-1833 | Radiographic/Fluoroscopic Units, Mobile
A59096 | GE Healthcare | OEC ELITE CFD ERGO C | FBXXTE02660 | Radiographic/Fluoroscopic Units, Mobile
BS18952 | OrthoScan | OrthoScan Mobile DI | 5G0264 | Radiographic/Fluoroscopic Units, Mobile, Extremity
| GE Healthcare | RM7C | 326900KR8 | Transducers, Ultrasonic
bn29739 | BK Medical | MFI Transrectal Biplane Transducer | 3040299 | Transducers, Ultrasonic
| GE Healthcare | L4-12t-RS | 1404412WX7 | Transducers, Ultrasonic
A58251 | GE Healthcare | Venue Fit | VFE000403 | Scanning Systems, Ultrasonic, Portable
| BK Medical | I14C5T Intraoperative T-Shaped | 3154418 | Transducers, Ultrasonic
BN29998 | GE Healthcare | IC5-9-D | 758147WX3 | Transducers, Ultrasonic
BN29763 | GE Healthcare | IC5-9-D | 250243WX3 | Transducers, Ultrasonic
| GE Healthcare | LOGIQ E10 | 510893US9 | Scanning Systems, Ultrasonic, General-Purpose
| Faxitron Bioptics | CoreVision | CV051000106 | Radiographic Units, Specimen
A58211 | HOLOGIC INC | HORIZON-WI | 309979M | Densitometers, Bone
A58272 | HOLOGIC INC | SecurView DX | 9780920D0651 | Workstations, Digital Radiography, Mammographic
| HOLOGIC INC | SecurView DX | 97809200D0650 | Workstations, Digital Radiography, Mammographic
BS34354 | GE Healthcare | RM7C | 298890KR5 | Transducers, Ultrasonic
| Drive DeVilbiss Healthcare Inc | Pulmo-Aide | H3868091 | Nebulizers
| Health-O-Meter Inc | Digital Floor Scale | 349HEAD00155R | Scales, Patient, Floor
| Allied Healthcare Products, Inc. | G180 OptiVac | NSN | Aspirators, Airway
| Detecto - A Division of Cardinal Scale Manufacturing Co. | APEX-AC | E07526 | Scales, Patient, Floor
| Welch Allyn Inc | SureTemp Plus 690 | 18508385 | Thermometers, Electronic, Thermistor/Thermocouple, Patient
BN26522 | Welch Allyn Inc | SureTemp Plus 690 | 12081431 | Thermometers, Electronic, Thermistor/Thermocouple, Patient
| Detecto - A Division of Cardinal Scale Manufacturing Co. | APEX-AC | E15926-0075 | Scales, Patient, Floor
| Mindray | L11-3VNs | CR1A15003391 | Transducers, Ultrasonic
| Mindray | L12-3RCS ULTRASONIC TRANSDUCER (FDA) | HP8R48035666 | Transducers, Ultrasonic
| Mindray | SC5-1Ns | HX5X42022158 | Transducers, Ultrasonic
| Mindray | L12-3RCS ULTRASONIC TRANSDUCER (FDA) | HP8R44030819 | Transducers, Ultrasonic
| Mindray | L12-3RCS ULTRASONIC TRANSDUCER (FDA) | HP8R48036205 | Transducers, Ultrasonic
A58176 | GE Healthcare | Voluson Expert 22 | F166414 | Scanning Systems, Ultrasonic, General-Purpose
BS32218 | Mindray | TE7 | CD7-03002629 | Scanning Systems, Ultrasonic, Portable
| Philips Healthcare | X5-1c | F0QX0P | Transducers, Ultrasonic
BS34209 | Mindray | TE7 | CD7-1B005053 | Scanning Systems, Ultrasonic, Portable
A58206 | Philips Healthcare | EPIQ CVX 3D | US425B1334 | Scanning Systems, Ultrasonic, Cardiac
| Philips Healthcare | L12-3 | F0L7HD | Transducers, Ultrasonic
| Mindray | L11-3VNs | CR1A43004747 | Transducers, Ultrasonic
| Philips Healthcare | S12-4 | F0KN0H | Transducers, Ultrasonic
| Philips Healthcare | C5-1 Transducer | F0L4L7 | Transducers, Ultrasonic
| Mindray | L11-3VNs | CR1A39004661 | Transducers, Ultrasonic
| Philips Healthcare | C5-1 Transducer | F0L1ZM | Transducers, Ultrasonic
| Philips Healthcare | L12-3 | F0L6D9 | Transducers, Ultrasonic
| Philips Healthcare | X8-2t | F0L8Y0 | Transducers, Ultrasonic
| Philips Healthcare | S9-2 | F0L3NJ | Transducers, Ultrasonic
| Philips Healthcare | X5-1c | F0P0TX | Transducers, Ultrasonic
| Philips Healthcare | X8-2t | F0LZTH | Transducers, Ultrasonic
| Philips Healthcare | X5-1c | F0QKJ3 | Transducers, Ultrasonic
A58205 | Philips Healthcare | EPIQ CVX 3D | US425B1333 | Scanning Systems, Ultrasonic, Cardiac
| FUJIFILM SonoSite Inc | HFL38Xi | 04Z8TV | Transducers, Ultrasonic
| Philips Healthcare | X7-2t | F02MGD | Transducers, Ultrasonic
| Mindray | L7-3S | CB3M43120779 | Transducers, Ultrasonic
| Mindray | L12-3RCS ULTRASONIC TRANSDUCER (FDA) | CR1E55043281 | Transducers, Ultrasonic
BS32222 | Mindray | TE7 | CD7-03002636 | Scanning Systems, Ultrasonic, Portable
| Fuji Medical Systems USA Inc | HFL50x | 04571H | Transducers, Ultrasonic
| Mindray | SC5-1Ns | HX5X42022182 | Transducers, Ultrasonic
| Mindray | L12-3RCS ULTRASONIC TRANSDUCER (FDA) | HP8R44031126 | Transducers, Ultrasonic
| Mindray | L11-3VNs | CR1A4C005097 | Transducers, Ultrasonic
| Mindray | L11-3VNs | CR1A43004744 | Transducers, Ultrasonic
| Philips Healthcare | X7-2t | F09RY7 | Transducers, Ultrasonic
| Mindray | L12-4s | CAYE49190634 | Transducers, Ultrasonic
| Mindray | SP5-1Ns | HN4C41014224 | Transducers, Ultrasonic
| Mindray | SP5-1Ns | HN4C41013260 | Transducers, Ultrasonic
A58123 | Mindray | ME8 | JH7-25000485 | Scanning Systems, Ultrasonic, Portable
| Mindray | L7-3S | CB3M46120842 | Transducers, Ultrasonic
| Fuji Medical Systems USA Inc | HFL50x | 046YMQ | Transducers, Ultrasonic
BS25486 | GE Healthcare | IC5-9-D | 735914WX4 | Transducers, Ultrasonic
| GE Healthcare | L4-12t-RS | 1833352WX6 | Transducers, Ultrasonic
| Mindray | L12-3RCS ULTRASONIC TRANSDUCER (FDA) | CR1E55043306 | Transducers, Ultrasonic
| Exact Imaging | EV29L | 6089220046 | Transducers, Ultrasonic
| Exact Imaging | EV29L | 6089240056 | Transducers, Ultrasonic
| Philips Healthcare | X8-2t | F0G8GB | Transducers, Ultrasonic
| Philips Healthcare | eL18-4 | F0KKB9 | Transducers, Ultrasonic
| Philips Healthcare | mL26-8 | F0KGDL | Transducers, Ultrasonic
| GE Medical Systems | C1-6-D | 532311YP8 | Transducers, Ultrasonic
| Mindray | L12-3RCS ULTRASONIC TRANSDUCER (FDA) | CR1E55043307 | Transducers, Ultrasonic
| GE Medical Systems | C1-6-D | 270271YP2 | Transducers, Ultrasonic
| Mindray | SP5-1s | CB3C3A105814 | Transducers, Ultrasonic
| Philips Healthcare | EPIQ CVx | US524B1137 | Scanning Systems, Ultrasonic, Cardiac
| GE Healthcare | LOGIQ E10 | LEP440098 | Scanning Systems, Ultrasonic, General-Purpose
| GE Healthcare | LOGIQ E10 | LEX400384 | Scanning Systems, Ultrasonic, General-Purpose
| GE Healthcare | ML6-15-D | 339289WP1 | Transducers, Ultrasonic
| GE Healthcare | L6-24-D PROBES ULTRASONIC | BT-302815 | Transducers, Ultrasonic
| GE Healthcare | LOGIQ E10 | LEP440095 | Scanning Systems, Ultrasonic, General-Purpose
| Philips Healthcare | L12-3 | F0G569 | Transducers, Ultrasonic
bs34402 | GE Medical Systems | C1-6-D | 453569yp6 | Transducers, Ultrasonic
| Mindray | L14-3WU | HX9C24006496 | Transducers, Ultrasonic
| GE Medical Systems | C1-6-D | 491787YP8 | Transducers, Ultrasonic
| Philips Healthcare | C5-1 Transducer | F0G6WL | Transducers, Ultrasonic
| Mindray | L14-3WU | HX9C24006526 | Transducers, Ultrasonic
| GE Healthcare | ML6-15-D | 340157WP7 | Transducers, Ultrasonic
| GE Healthcare | LOGIQ E10 | LEX400371 | Scanning Systems, Ultrasonic, General-Purpose
| Mindray | SP5-1s | CB3C1C060096 | Transducers, Ultrasonic
| GE Healthcare | ML6-15-D | 340155WP1 | Transducers, Ultrasonic
| GE Healthcare | L6-24-D PROBES ULTRASONIC | BT-302804 | Transducers, Ultrasonic
| GE Healthcare | L3-9i-D | BO-230009 | Transducers, Ultrasonic
| Mindray | L11-3VNs | CR1A36004575 | Transducers, Ultrasonic
A58204 | ECHONOUS | Kosmos Link | LNKR2503049-01 | Scanning Systems, Ultrasonic, Portable
| Mindray | L11-3VNs | CR1A43004784 | Transducers, Ultrasonic
| Philips Healthcare | X8-2t | F0MQCM | Transducers, Ultrasonic
| GE Healthcare | LOGIQ E10 | LEP440096 | Scanning Systems, Ultrasonic, General-Purpose
| Mindray | L12-4s | CAYE7B039578 | Transducers, Ultrasonic
| Mindray | SP5-1U | CR1L38100550 | Transducers, Ultrasonic
| FUJIFILM SonoSite Inc | C5-1 Transducer | F0JKGN | Transducers, Ultrasonic
| GE Healthcare | L2-9-D XDclear Linear Array Probe | 234078PD4 | Transducers, Ultrasonic
| Philips Healthcare | eL18-4 | F0FLPY | Transducers, Ultrasonic
| GE Medical Systems | C1-6-D | 491929YP6 | Transducers, Ultrasonic
| Philips Healthcare | EPIQ Elite | US524B1756 | Scanning Systems, Ultrasonic, General-Purpose
| GE Healthcare | M5Sc-D | 487320YP4 | Transducers, Ultrasonic
| GE Healthcare | IC5-9-D | 1219747WX1 | Transducers, Ultrasonic
| GE Healthcare | L2-9-D XDclear Linear Array Probe | 234084PD2 | Transducers, Ultrasonic
| Mindray | L9-3U | 9TJ36027321 | Transducers, Ultrasonic
| Philips Healthcare | X5-1 | F0K684 | Transducers, Ultrasonic
| GE Healthcare | IC5-9-D | 1219823WX0 | Transducers, Ultrasonic
| Mindray | V11-3Hs | HP8K3C073978 | Transducers, Ultrasonic
| Mindray | SC5-1Ns | HX5X41020329 | Transducers, Ultrasonic
| GE Healthcare | C3-10-D PROBES ULTRASONIC | 483578YP1 | Transducers, Ultrasonic
| GE Medical Systems | C1-6-D | 494573YP9 | Transducers, Ultrasonic
| Philips Healthcare | PercuNav | FGC0-S10511 | Stereotactic Systems, Image-Guided, Surgical, Multiprocedure
| Mindray | SP5-1U | CR1L38100561 | Transducers, Ultrasonic
| Philips Healthcare | X8-2t | F0K3GR | Transducers, Ultrasonic
| Mindray | L11-3VNs | CR1A4C005032 | Transducers, Ultrasonic
| GE Healthcare | IC5-9-D | 1347058WX8 | Transducers, Ultrasonic
| GE Healthcare | IC5-9-D | 395491WX4 | Transducers, Ultrasonic
| Mindray | L12-3RCS ULTRASONIC TRANSDUCER (FDA) | HP8R44031255 | Transducers, Ultrasonic
| Mindray | L11-3VNs | CR1A4C005090 | Transducers, Ultrasonic
| Philips Healthcare | X8-2t | F0QTCX | Transducers, Ultrasonic
| Mindray | L9-3U | 9TJ37028985 | Transducers, Ultrasonic
| GE Healthcare | L2-9-D XDclear Linear Array Probe | 234018PD0 | Transducers, Ultrasonic
| GE Healthcare | L3-9i-D | BO-230011 | Transducers, Ultrasonic
BS25380 | Mindray | TE7 | 7P-7A001528 | Scanning Systems, Ultrasonic, Portable
| GE Healthcare | L2-9-D XDclear Linear Array Probe | 232094PD3 | Transducers, Ultrasonic
A109945 | GE Healthcare | LOGIQ E10 | 510898US9 | Scanning Systems, Ultrasonic, General-Purpose
| GE Healthcare | C3-10-D PROBES ULTRASONIC | 483638YP3 | Transducers, Ultrasonic
| GE Healthcare | IC5-9-D | 1344439WX3 | Transducers, Ultrasonic
A58069 | GE Healthcare | LOGIQ E10 | LEX400465 | Scanning Systems, Ultrasonic, General-Purpose
B19022 | GE Healthcare | C1-5-D | 228642YP5 | Transducers, Ultrasonic
| GE Healthcare | LOGIQ E10 | LEP440097 | Scanning Systems, Ultrasonic, General-Purpose
| GE Healthcare | ML6-15-D | 340159WP3 | Transducers, Ultrasonic
| Mindray | L12-3RCS ULTRASONIC TRANSDUCER (FDA) | CR1E55043303 | Transducers, Ultrasonic
| GE Healthcare | IC5-9-D | 1344434WX4 | Transducers, Ultrasonic
| GE Healthcare | LOGIQ E10 | LEX400376 | Scanning Systems, Ultrasonic, General-Purpose
| GE Healthcare | M5Sc-D | 487680YP1 | Transducers, Ultrasonic
| Philips Healthcare | mC7-2 | F0FP0K | Transducers, Ultrasonic
| Philips Healthcare | X8-2t | F0G8GK | Transducers, Ultrasonic
| Philips Healthcare | X8-2t | F006T4 | Transducers, Ultrasonic
| GE Medical Systems | C1-6-D | 494683YP6 | Transducers, Ultrasonic
B24681 | GE Medical Systems | RIC5-9-D | 251875KR1 | Transducers, Ultrasonic
| Philips Healthcare | X8-2t | F0G9M2 | Transducers, Ultrasonic
| ECHONOUS | Kosmos Torso-One | T1AR2503042-01 | Scanning Systems, Ultrasonic, Portable
| ECHONOUS | Kosmos Lexsa | L1AR2503107-01 | Scanning Systems, Ultrasonic, Portable
| GE Healthcare | IC5-9-D | 1347063WX8 | Transducers, Ultrasonic
| Mindray | C4-1U | VQL38000450 | Transducers, Ultrasonic
| GE Healthcare | C3-10-D PROBES ULTRASONIC | 489359YP0 | Transducers, Ultrasonic
| GE Healthcare | IC5-9-D | 1344398WX1 | Transducers, Ultrasonic
| GE Healthcare | M5Sc-D | 487315YP4 | Transducers, Ultrasonic
BS22680 | Philips Healthcare | EPIQ Elite | US120C0465 | Scanning Systems, Ultrasonic, General-Purpose
A58208 | GE Healthcare | LOGIQ E10 | 531768US8 | Scanning Systems, Ultrasonic, General-Purpose
| GE Healthcare | L6-24-D PROBES ULTRASONIC | BT-302805 | Transducers, Ultrasonic
| GE Medical Systems | C1-6-D | 493951YP8 | Transducers, Ultrasonic
| Mindray | C4-1U | VQL36000445 | Transducers, Ultrasonic
| GE Healthcare | LOGIQ E10 | LEX400405 | Scanning Systems, Ultrasonic, General-Purpose
| GE Healthcare | ML6-15-D | 337997WP1 | Transducers, Ultrasonic
| GE Healthcare | ML6-15-D | 337990WP6 | Transducers, Ultrasonic
| GE Healthcare | ML6-15-D | 341346WP5 | Transducers, Ultrasonic
| GE Healthcare | C3-10-D PROBES ULTRASONIC | 489368YP1 | Transducers, Ultrasonic
| GE Medical Systems | C1-6-D | 494735YP4 | Transducers, Ultrasonic
| GE Healthcare | L6-24-D PROBES ULTRASONIC | BT-302816 | Transducers, Ultrasonic
| GE Medical Systems | C1-6-D | 185009YP3 | Transducers, Ultrasonic
| GE Healthcare | C3-10-D PROBES ULTRASONIC | 483640YP9 | Transducers, Ultrasonic
| GE Healthcare | LOGIQ E10 | LEP440100 | Scanning Systems, Ultrasonic, General-Purpose
| GE Healthcare | L2-9-D XDclear Linear Array Probe | 244308PD3 | Transducers, Ultrasonic
| GE Medical Systems | C1-6-D | 493844YP5 | Transducers, Ultrasonic
| GE Medical Systems | C1-6-D | 494066YP4 | Transducers, Ultrasonic
| GE Medical Systems | 6S-D | 232116PD4 | Transducers, Ultrasonic
| GE Healthcare | IC5-9-D | 451036WX8 | Transducers, Ultrasonic
| GE Healthcare | L2-9-D XDclear Linear Array Probe | 231960PD6 | Transducers, Ultrasonic
| GE Medical Systems | 6S-D | 231576PD0 | Transducers, Ultrasonic
| BK Medical | X18L5s Hockey Stick Transducer | 3167474 | Transducers, Ultrasonic
| GE Healthcare | L2-9-D XDclear Linear Array Probe | 232098PD4 | Transducers, Ultrasonic
| GE Medical Systems | RIC5-9-D | 324237KR7 | Transducers, Ultrasonic
| BK Medical | I12C5b Intra Operative biplane Transducer | 3166897 | Transducers, Ultrasonic
| BK Medical | I13C3f | 3166967 | Transducers, Ultrasonic
a58132 | BK Medical | bkActiv | 2006857 | Scanning Systems, Ultrasonic, General-Purpose
| Mindray | L11-3VNs | BS2V64005274 | Transducers, Ultrasonic
| Mindray | L9-3s | CB3W45036943 | Transducers, Ultrasonic
| BK Medical | I14C5T Intraoperative T-Shaped | 3166964 | Transducers, Ultrasonic
| BK Medical | N13C5, Curved Array Transducer | 3167010 | Components
| Mindray | SC6-1s | JK9U49132078 | Transducers, Ultrasonic
A58203 | Mindray | TE X | LJ6-4C000983 | Scanning Systems, Ultrasonic, Portable
A58147 | Boston Scientific Corporation | AVVIGO Guidance System II | 106705210 | Scanning Systems, Ultrasonic, Intravascular
A59082 | Philips Healthcare | IntraSight Mobile | 100938 | Scanning Systems, Ultrasonic, Intravascular
A58202 | Mindray | TE X | LJ6-4C000969 | Scanning Systems, Ultrasonic, Portable
BN25839 | GE Healthcare | 9L-RS | 153650YP7 | Transducers, Ultrasonic
| Mindray | SC6-1s | JK9U49132929 | Transducers, Ultrasonic
| Mindray | C5-1s | 9SD4B133761 | Transducers, Ultrasonic
| Mindray | L11-3VNs | CR1A4C005011 | Transducers, Ultrasonic
| Mindray | L11-3VNs | CR1A44004798 | Transducers, Ultrasonic
| Mindray | L15-3RCs | DX8U52000952 | Transducers
| Mindray | L15-3RCs | DX8U52000946 | Transducers
| Mindray | L11-3VNs | CR1A4C005099 | Transducers, Ultrasonic
| Mindray | L7-3S | CB3M4C120872 | Transducers, Ultrasonic
| BK Medical | 5C1e 5-1 MHz Curved Array | 3168276 | Transducers, Ultrasonic
| BK Medical | I13C3f | 3166696 | Transducers, Ultrasonic
| BK Medical | Rob12C4 | 3168336 | Transducers, Ultrasonic
| GE Healthcare | Voluson P8 | VP8202618 | Scanning Systems, Ultrasonic, General-Purpose
| GE Healthcare | 4C-RS | 803491WX0 | Transducers, Ultrasonic
A47390 | GE Healthcare | Voluson P8 | KP8R000158 | Scanning Systems, Ultrasonic, General-Purpose
| GE Healthcare | 6T | 67500 | Transducers, Ultrasonic
BS34195 | GE Healthcare | Vivid E95 | AU81369 | Scanning Systems, Ultrasonic, Cardiac
| GE Healthcare | M5Sc-D | 585147YP2 | Transducers, Ultrasonic
BS34194 | GE Healthcare | Vivid E95 | AU81373 | Scanning Systems, Ultrasonic, Cardiac
Bs22562 | AccuVein | AccuVein AV400 | AV13160163 | Vein Finders, Infrared Light
| GE Medical Systems | C1-6-D | 286690YP3 | Transducers, Ultrasonic
162339 | Ohio Medical Corporation | Intermittent/Continuous Vacuum Regulator | PSAA23805 | Regulators, Suction
162340 | Ohio Medical Corporation | Intermittent/Continuous Vacuum Regulator | PSAA23812 | Regulators, Suction
162345 | Ohio Medical Corporation | Intermittent/Continuous Vacuum Regulator | PSAA23800 | Regulators, Suction
162338 | Ohio Medical Corporation | Intermittent/Continuous Vacuum Regulator | PSAA23818 | Regulators, Suction
BN18764 | Precision Medical Inc | PM3300 | 154637 | Regulators, Suction
BN28665 | Ohio Medical Corporation | Intermittent/Continuous Vacuum Regulator | jggs22743 | Regulators, Suction
BN27171 | Ohio Medical Corporation | Intermittent/Continuous Vacuum Regulator | JGGR13168 | Regulators, Suction
BS25565 | Ohio Medical Corporation | Intermittent/Continuous Vacuum Regulator | VRA07519EP | Regulators, Suction
bs34403 | GE Healthcare | Voluson S10 | vsx201189 | Scanning Systems, Ultrasonic, General-Purpose
| GE Healthcare | RM7C | 326176KR5 | Transducers, Ultrasonic
| BK Medical | E11C3b | 3167422 | Transducers, Ultrasonic
a58133 | BK Medical | bkSpecto | 2007090 | Scanning Systems, Ultrasonic, General-Purpose
| Davol Inc - Subsidiary of C.R. Bard, Inc. | Sherlock 3CG | ASHZAE009 | Catheter/Stylet Tip Locators, Central Venous
| Davol Inc - Subsidiary of C.R. Bard, Inc. | Sherlock 3CG | ASGNAE013 | Catheter/Stylet Tip Locators, Central Venous
| Davol Inc - Subsidiary of C.R. Bard, Inc. | Sherlock 3CG | ASHZAE005 | Catheter/Stylet Tip Locators, Central Venous
A58178 | Philips Healthcare | EPIQ Elite | US325B1219 | Scanning Systems, Ultrasonic, General-Purpose
BS25393 | FUJIFILM SonoSite Inc | Sonosite SII | 04CNXR | Scanning Systems, Ultrasonic, Portable
| Mindray | L11-3VNs | CR1A43004745 | Transducers, Ultrasonic
| Mindray | SP5-1Ns | HN4C41014213 | Transducers, Ultrasonic
A58122 | Mindray | ME8 | JH7-25000477 | Scanning Systems, Ultrasonic, Portable
| Mindray | L12-3RCS ULTRASONIC TRANSDUCER (FDA) | HP8R48036230 | Transducers, Ultrasonic
| Mindray | SP5-1Ns | HN4C48023269 | Transducers, Ultrasonic
| Mindray | L12-3RCS ULTRASONIC TRANSDUCER (FDA) | HP8R47035090 | Transducers, Ultrasonic
BN24046 | Hill Laboratories Company | Adjustable Mat Table | HA070809 | Tables, Examination/Treatment, Adjustable
163691 | Huntleigh Healthcare | Dopplex D900 | 900LX18307722 | Detectors, Blood Flow, Ultrasonic
BN25934 | ARMEDICA | AM-500 | 20657 | Tables, Examination/Treatment, Adjustable
BN23037 | Midmark Corp | Ritter 204 | V294677 | Tables, Examination/Treatment, Adjustable
BN20247 | Welch Allyn Inc | Tycos 509 | 060905202430 | Sphygmomanometers, Aneroid
BN5224 | Star X-Ray | PH96B2 | 11100101 | View Boxes, X-Ray
BN18799 | Hill Laboratories Company | HA90 | HA070810 | Tables, Examination/Treatment, Adjustable
BN16171 | Midmark Corp | Ritter 204 | V518332 | Tables, Examination/Treatment, Adjustable
BS22814 | Welch Allyn Inc | Spot Vital Signs LXi | 20140505801 | Monitors, Physiologic, Vital Signs
BN28752 | Welch Allyn Inc | SureTemp Plus 690 | 16151947 | Thermometers, Electronic
2084210 | Olympus America | CF-HQ190L | 2084210 | Colonoscopes, Video
BN28754 | Welch Allyn Inc | SureTemp Plus 690 | 16130884 | Thermometers, Electronic
BN24819 | Chattanooga | Hydrocollator | 16932 | Moist Heat Therapy Pack Conditioners
BN23014 | Hill Laboratories Company | Adjustable Mat Table | HA061570 | Tables, Examination/Treatment, Adjustable
BN20253 | Welch Allyn Inc | Tycos 509 | 060829151711 | Sphygmomanometers, Aneroid
BS22866 | Dynatronics | Dynatron Solaris 709 Plus | SP91405011 | Ultrasound Therapy/Neuromuscular Stimulation Systems, Physical Therapy
BN24865 | UMF Medical | Ultra Power | 120053-001 | Chairs, Examination/Treatment
BS17790 | Welch Allyn Inc | Spot Vital Signs LXi | 20080703538 | Monitors, Physiologic, Vital Signs
C190108002 | Natus Medical Inc | EDX | RZ191984M | Recorders, Physiologic, Evoked Potential
B10758 | Hill Laboratories Company | Adjustable Mat Table | HA061596 | Tables, Examination/Treatment, Adjustable
BS21582 | Welch Allyn Inc | Spot Vital Signs LXi | 20110302261 | Monitors, Physiologic, Vital Signs
BN27539 | Welch Allyn Inc | Spot Vital Signs LXi | 20141110852 | Monitors, Physiologic, Vital Signs
BN24037 | Welch Allyn Inc | Tycos 509 | 060828161921 | Sphygmomanometers, Aneroid
BN23018 | Welch Allyn Inc | Tycos 509 | 060829140338 | Sphygmomanometers, Aneroid
BN23025 | Hill Laboratories Company | Adjustable Mat Table | 061571 | Tables, Examination/Treatment, Adjustable
BN18632 | Midmark Corp | Ritter 204 | V657251 | Tables, Examination/Treatment, Adjustable
BN27244 | Welch Allyn Inc | Tycos 509 | 060829133033 | Sphygmomanometers, Aneroid
BN27242 | Welch Allyn Inc | Tycos 509 | 060829100705 | Sphygmomanometers, Aneroid
| ARMEDICA | AM-BA 350 | 121797 | Tables, Examination/Treatment, Adjustable
BN23007 | Hill Laboratories Company | Adjustable Mat Table | 100006 | Tables, Examination/Treatment, Adjustable
BN28540 | SCIFIT | RST7000 | 970-009692 | Exercisers, Aerobic, Climbing
BS22848 | Welch Allyn Inc | Spot Vital Signs LXi | 20140505795 | Monitors, Physiologic, Vital Signs
BN20855 | Midmark Corp | Ritter 204 | V518314 | Tables, Examination/Treatment, Adjustable
| Welch Allyn Inc | Connex Spot Monitor | 100065842423 | Monitors, Physiologic, Vital Signs
BN28725 | SCIFIT | StepOne | 151-003395 | Exercisers, Aerobic, Climbing
BS23214 | Follett Corporation | REF4P | F2383-312-15 | Refrigerators, Laboratory
BS22812 | Welch Allyn Inc | Spot Vital Signs LXi | 20140505799 | Monitors, Physiologic, Vital Signs
BS22489 | Welch Allyn Inc | Spot Vital Signs LXi | 20140100103 | Monitors, Physiologic, Vital Signs
BS21155 | Chattanooga | Intelect Legend | 19467 | Ultrasound Therapy Systems, Physical Therapy
BN24024 | Welch Allyn Inc | Tycos 509 | 060828160518 | Sphygmomanometers, Aneroid
BS17069 | Welch Allyn Inc | Spot Vital Signs LXi | 20081207067 | Monitors, Physiologic, Vital Signs
BN20854 | Welch Allyn Inc | Tycos 509 | 070709141354 | Sphygmomanometers, Aneroid
BN23023 | Welch Allyn Inc | Tycos 509 | 060819113447 | Sphygmomanometers, Aneroid
BS21580-Covid | Welch Allyn Inc | Spot Vital Signs LXi | 20110302263 | Monitors, Physiologic, Vital Signs
| Welch Allyn Inc | Connex Spot Monitor | 100065872423 | Monitors, Physiologic, Vital Signs
BN20256 | Welch Allyn Inc | Tycos 509 | 060829155950 | Sphygmomanometers, Aneroid
BN20257 | Midmark Corp | Ritter 204 | V295255 | Tables, Examination/Treatment, Adjustable
BS22725 | Welch Allyn Inc | Spot Vital Signs LXi | 20120905805 | Monitors, Physiologic, Vital Signs
BS22490 | Welch Allyn Inc | Spot Vital Signs LXi | 20140100117 | Monitors, Physiologic, Vital Signs
BS24869 | Welch Allyn Inc | Spot Vital Signs LXi | 20170601816 | Monitors, Physiologic, Vital Signs
BN24049 | Hill Laboratories Company | Adjustable Mat Table | 061123 | Tables, Examination/Treatment, Adjustable
| Welch Allyn Inc | Connex Spot Monitor | 100065902423 | Monitors, Physiologic, Vital Signs
BN20920 | Welch Allyn Inc | Tycos 509 | 157035 | Sphygmomanometers, Aneroid
| Welch Allyn Inc | Connex Spot Monitor | 100065962423 | Monitors, Physiologic, Vital Signs
Bn27239 | HAUSMANN INDUSTRIES, INC. | SKF Actuation System | L05638991 | Tables, Examination/Treatment
BN20927 | Welch Allyn Inc | Tycos 509 | 060829134315 | Sphygmomanometers, Aneroid
| HealthCare International | PhysioTrainer | 2PHTHV648 | Ergometers, Cyclic Arm Exerciser
BN20244 | Hill Laboratories Company | Adjustable Mat Table | HA041005 | Tables, Examination/Treatment, Adjustable
157047 | Welch Allyn Inc | Tycos 509 | 060829175903 | Sphygmomanometers, Aneroid
2874148 | Olympus America | CF-HQ190L | 2874148 | Colonoscopes, Video
B16439 | Topcon America Corp | KR-800 | 4776264 | Refractors, Ophthalmic, Automated
BS31658 | Mass. | ENDOSCOPE DRYING CABINET | 43451 | Dryers
B11095 | Modular Services Co. | Stratus | 196519 | Service Columns, Prefabricated
BS-35102 | Global Industrial | QY-EWQ-01 | 176554 | Thermometers, Electronic, Infrared, Skin
BS35108 | Global Industrial | QY-EWQ-01 | 176548 | Thermometers, Electronic, Infrared, Skin
BS30826 | DRUCKER DIAGNOSTICS | Horizon 12 Flex | 1621171 | Centrifuges, Tabletop, Low-Speed
BS-35100 | Global Industrial | QY-EWQ-01 | 176549 | Thermometers, Electronic, Infrared, Skin
| Welch Allyn Inc | Connex Spot Monitor | 100081832125 | Monitors, Physiologic, Vital Signs
B23321 | Precision Medical Inc | EasyGo Vac PM65 | 00082076 | Aspirators, Airway
B39689 | Welch Allyn Inc | 767 Wall Transformer | 1621168 | Transformers, Constant Voltage
BN28178 | Midmark Corp | Ritter 204 | NSN | Tables, Examination/Treatment, Adjustable
BS33740 | Exergen Corporation | TemporalScanner TAT-5000 | A927685 | Thermometers, Electronic, Infrared, Skin
BS23503 | Welch Allyn Inc | 767 Wall Transformer | 1621193 | Transformers, Constant Voltage
BS30852 | Exergen Corporation | TemporalScanner TAT-5000 | A862767 | Thermometers, Electronic, Infrared, Skin
BS-35114 | Global Industrial | QY-EWQ-01 | 176557 | Thermometers, Electronic, Infrared, Skin
BN3082 | Skytron Div the KMW Group | Astro HA-43 | D0989D-924 | Lights, Surgical
BS33741 | Exergen Corporation | TemporalScanner TAT-5000 | A927133 | Thermometers, Electronic, Infrared, Skin
BS33732 | Exergen Corporation | TemporalScanner TAT-5000 | A927131 | Thermometers, Electronic, Infrared, Skin
BS35065 | Physio-Control a division of Stryker | LUCAS 3 | 3521x912 | Resuscitators, Cardiac
| Exergen Corporation | TemporalScanner IR TAT-5000S | A1151635 | Thermometers, Electronic, Infrared, Skin
BS-35097 | Global Industrial | QY-EWQ-01 | 176555 | Thermometers, Electronic, Infrared, Skin
| Exergen Corporation | TemporalScanner TAT-5000 | A1246867 | Thermometers, Electronic, Infrared, Skin
BS15455 | Siemens Healthcare | CLINITEK Status | 203392 | Analyzers, Laboratory, Urine, Semiautomated
BN24379 | Drive DeVilbiss Healthcare Inc | Pulmo-Aide | D7010822 | Nebulizers
B12665 | Welch Allyn Inc | Connex Spot Monitor | (21) 100053750621 | Monitors, Physiologic, Vital Signs
BS-35099 | Global Industrial | QY-EWQ-01 | 176551 | Thermometers, Electronic, Infrared, Skin
BS-35106 | Global Industrial | QY-EWQ-01 | 176553 | Thermometers, Electronic, Infrared, Skin
BS33729 | Exergen Corporation | TemporalScanner TAT-5000 | A927132 | Thermometers, Electronic, Infrared, Skin
BS33735 | Exergen Corporation | TemporalScanner TAT-5000 | A926987 | Thermometers, Electronic, Infrared, Skin
BS-35107 | Global Industrial | QY-EWQ-01 | 176559 | Thermometers, Electronic, Infrared, Skin
| Exergen Corporation | TAT-5000S | 01472000 | Thermometers, Electronic, Infrared, Skin
BS-35104 | Global Industrial | QY-EWQ-01 | 176556 | Thermometers, Electronic, Infrared, Skin
BS33734 | Exergen Corporation | TemporalScanner TAT-5000 | A927009 | Thermometers, Electronic, Infrared, Skin
BN24031 | PHC Corp of North America | Pharmacy Refrigerator Combo | 12120559 | Refrigerators, Laboratory
BS33736 | Exergen Corporation | TemporalScanner TAT-5000 | A927134 | Thermometers, Electronic, Infrared, Skin
BN21436 | Drive DeVilbiss Healthcare Inc | Pulmo-Aide | H38354713 | Nebulizers
BS20771 | Ohio Medical Corporation | PISA | GFFF12847 | Regulators, Suction
BS-35096 | Global Industrial | QY-EWQ-01 | 176561 | Thermometers, Electronic, Infrared, Skin
BS33523 | American Diagnostic Corp (ADC) | Advantage 6015N | 190900820 | Sphygmomanometers, Electronic, Automatic, Wrist
BS-35110 | Global Industrial | QY-EWQ-01 | 176560 | Thermometers, Electronic, Infrared, Skin
B16653 | Welch Allyn Inc | Connex Spot Monitor | (21)100019821322 | Monitors, Physiologic, Vital Signs
A54197 | Welch Allyn Inc | ELI 280 | 119450001583 | Electrocardiographs, Multichannel, Interpretive
BS33730 | Exergen Corporation | TemporalScanner TAT-5000 | A927665 | Thermometers, Electronic, Infrared, Skin
| Exergen Corporation | TemporalScanner TAT-5000 | A1225012 | Thermometers, Electronic, Infrared, Skin
BN0117 | Skytron Div the KMW Group | Astro HA-43 | D0989D-925 | Lights, Surgical
BS-35103 | Global Industrial | QY-EWQ-01 | 176550 | Thermometers, Electronic, Infrared, Skin
| Exergen Corporation | TAT-5000S | 01472156 | Thermometers, Electronic, Infrared, Skin
B23267 | Medline Industries Inc | Aeromist Compact | 646191014436 | Nebulizers, Pneumatic
BS35064 | Drive DeVilbiss Healthcare Inc | Pulmo-Aide | H38355567 | Nebulizers
BS30959 | Medline Industries Inc | Aeromist Compact | 646191014414 | Nebulizers, Pneumatic
BS-30963 | Medline Industries Inc | Aeromist Compact | 646191014415 | Nebulizers, Pneumatic
BS30960 | Medline Industries Inc | Aeromist Compact | 646191014416 | Nebulizers, Pneumatic
B16649 | Welch Allyn Inc | Connex Spot Monitor | 100018851222 | Monitors, Physiologic, Vital Signs
BS35101 | Global Industrial | QY-EWQ-01 | 176552 | Thermometers, Electronic, Infrared, Skin
BN16949 | Maxant Technologies, Inc. | Techline | 28506-01 | View Boxes, X-Ray
B16659 | Welch Allyn Inc | Connex Spot Monitor | 100019811322 | Monitors, Physiologic, Vital Signs
bn30934 | Medela Inc | Symphony Breast Pump | 1646170 | Aspirators, Breast
A54198 | Welch Allyn Inc | ELI 280 | 119450001613 | Electrocardiographs, Multichannel, Interpretive
| Midmark Corp | Ritter 204 | V1234236 | Tables, Examination/Treatment, Adjustable
BN28176 | Welch Allyn Inc | 767 Wall Transformer | NSN | Transformers, Constant Voltage
169797 | Laerdal Medical Corp | LCSU 4 | 2202210806 | Aspirators, Airway
B16655 | Welch Allyn Inc | Connex Spot Monitor | 100019731322 | Monitors, Physiologic, Vital Signs
B16661 | Welch Allyn Inc | Connex Spot Monitor | 10019891322 | Monitors, Physiologic, Vital Signs
BN0113 | Skytron Div the KMW Group | Astro HA-43 | D0989D-923 | Lights, Surgical
B39486 | PHC Corp of North America | Pharmacy Refrigerator Combo | 12120582 | Refrigerators, Laboratory
| McGan Technology | MM513 | 31134 | Testers, Electrosurgical Unit
A54202 | Welch Allyn Inc | ELI 280 | 119450001586 | Electrocardiographs, Multichannel, Interpretive
| Welch Allyn Inc | Connex Spot Monitor | 100030270423 | Monitors, Physiologic, Vital Signs
| Welch Allyn Inc | Connex Spot Monitor | 100081512125 | Monitors, Physiologic, Vital Signs
| So-Low | MV4-6UCRDA | ML904802824091L02606 | Refrigerators, Laboratory
| 3M Health Care | Bair Hugger 775 | 253584 | Warming Units, Patient, Forced-Air
| Welch Allyn Inc | Connex Spot Monitor | 100090522324 | Monitors, Physiologic, Vital Signs
| Welch Allyn Inc | Connex Spot Monitor | 100088674824 | Monitors, Physiologic, Vital Signs
| Welch Allyn Inc | Connex Spot Monitor | 100018181123 | Monitors, Physiologic, Vital Signs
| Welch Allyn Inc | Connex Spot Monitor | 100053700621 | Monitors, Physiologic, Vital Signs
| Exergen Corporation | TAT-5000S | O1559517 | Thermometers, Electronic, Infrared, Skin
169798 | Laerdal Medical Corp | LCSU 4 | 2202210809 | Aspirators, Airway
BN24032 | PHC Corp of North America | Pharmacy Refrigerator Combo | 12120446 | Refrigerators, Laboratory
bs35019 | Precision Medical Inc | EasyGo Vac PM65 | 00082301 | Aspirators, Airway
BS22044 | Precision Medical Inc | EasyGo Vac PM65 | 059451 | Aspirators, Airway
bs26926 | Welch Allyn Inc | Connex Spot Monitor | 100038920718 | Monitors, Physiologic, Vital Signs
BN18780 | PHC Corp of North America | MPR-414F | 09070296 | Refrigerators, Pharmacy
BN25591 | Welch Allyn Inc | SureTemp Plus 692 | 08322547 | Thermometers, Electronic
| Welch Allyn Inc | Connex Spot Monitor | 100088614824 | Monitors, Physiologic, Vital Signs
Bn30838 | Seca Corp | seca 220 | 5700147130788 | Height Measurement Instruments, Wall-Mounted, Mechanical
| Welch Allyn Inc | Connex Spot Monitor | 100010165124 | Monitors, Physiologic, Vital Signs
BN23271 | Burton Medical | Outpatient II | 5257831 | Lights, Examination
B16657 | Welch Allyn Inc | Connex Spot Monitor | (21)100017331222 | Monitors, Physiologic, Vital Signs
| Welch Allyn Inc | Connex Spot Monitor | 10004385020 | Monitors, Physiologic, Vital Signs
Bn26411 | Midmark Corp | Ritter 204 | V1234216 | Tables, Examination/Treatment, Adjustable
Bn23268 | Midmark Corp | Ritter 204 | V1234206 | Tables, Examination/Treatment, Adjustable
169796 | Laerdal Medical Corp | LCSU 4 | 2202210808 | Aspirators, Airway
BN28187 | Welch Allyn Inc | 767 Wall Transformer | 1621110 | Transformers, Constant Voltage
BN23273 | Welch Allyn Inc | 767 Integrated Diagnostic System | 1621121 | Ophthalmoscope/Otoscope/Vital Signs Measuring Systems
bs18607 | Welch Allyn Inc | 767 Wall Transformer | 1621067 | Transformers, Constant Voltage
Bn23272 | Midmark Corp | Ritter 204 | V1234209 | Tables, Examination/Treatment, Adjustable
Bn23267 | Midmark Corp | Ritter 204 | V1234228 | Tables, Examination/Treatment, Adjustable
bs18608 | Welch Allyn Inc | 767 Wall Transformer | 1621064 | Transformers, Constant Voltage
BS21365 | Reichert Ophthalmic Instruments Div | Reichert 7 | 02171-0810 | Ophthalmic Tonometers
bs18605 | Welch Allyn Inc | 767 Wall Transformer | 1621070 | Transformers, Constant Voltage
BN23269 | Burton Medical | Outpatient II | 5257833 | Lights, Examination
| Welch Allyn Inc | Connex Spot Monitor | 000732094196627 | Monitors, Physiologic, Vital Signs
| Welch Allyn Inc | Connex Spot Monitor | 1000886624824 | Monitors, Physiologic, Vital Signs
| Welch Allyn Inc | Connex Spot Monitor | 100088564824 | Monitors, Physiologic, Vital Signs
| Welch Allyn Inc | Connex Spot Monitor | (21)100032730524 | Monitors, Physiologic, Vital Signs
| PELSTAR, LLC | Digital Chair Scale | 594C272300630 | Scales, Patient, Chair
| Welch Allyn Inc | Connex Spot Monitor | 100088644824 | Monitors, Physiologic, Vital Signs
| Welch Allyn Inc | Connex Spot Monitor | 100088584824 | Monitors, Physiologic, Vital Signs
Bn21444 | Welch Allyn Inc | SureTemp Plus 690 | 05447302 | Thermometers, Electronic
BN21445 | Welch Allyn Inc | SureTemp Plus 690 | 08033986 | Thermometers, Electronic
Bn26817 | Welch Allyn Inc | SureTemp Plus 692 | 12312064 | Thermometers, Electronic
BS35125 | Rice Lake Weighing Systems | Dual-ramp Wheelchair Scale | 071119C190981 | Scales, Patient, Wheelchair
| Midmark Corp | Ritter 204 | V1234244 | Tables, Examination/Treatment, Adjustable
169800 | Laerdal Medical Corp | LCSU 4 | 2202210774 | Aspirators, Airway
BS24013 | Welch Allyn Inc | Connex Spot Monitor | 100094693020 | Monitors, Physiologic, Vital Signs
bs18610 | Welch Allyn Inc | 767 Wall Transformer | 1621062 | Transformers, Constant Voltage
B39479 | Midmark Corp | Ritter 204 | V1234240 | Tables, Examination/Treatment, Adjustable
BS35021 | Precision Medical Inc | EasyGo Vac PM65 | 00082299 | Aspirators, Airway
bs18609 | Welch Allyn Inc | 767 Wall Transformer | 1621058 | Transformers, Constant Voltage
| Welch Allyn Inc | SureTemp Plus 690 | 07527505 | Thermometers, Electronic
| Precision Medical Inc | EasyGo Vac PM65 | 059450 | Aspirators, Airway
BS35019 | Laerdal Medical Corp | LCSU 4 | 2202210807 | Aspirators, Airway
BN23644 | Welch Allyn Inc | Wall Sphygmomanometer | 071129132223 | Sphygmomanometers, Aneroid
B32805 | Midmark Corp | Ritter 204 | V2486347 | Tables, Examination/Treatment, Adjustable
BN18662 | Detecto - A Division of Cardinal Scale Manufacturing Co. | Digital Waist-High Physician Scale | E31108-0213 | Scales, Patient, Floor
B32804 | Midmark Corp | Ritter 204 | V2485652 | Tables, Examination/Treatment, Adjustable
BS21265 | Philips Medical Systems Cardiac and Monitoring Syste | HeartStart FRx | 167510 | Defibrillators, External, Automated
BN16958 | DeVilbiss Healthcare LLC | Pulmo-Aide | H3868827 | Nebulizers
| Draeger Medical Inc. | JM-105 Jaundice Meter | H2509334 | Bilirubinometers
BN18660 | Welch Allyn Inc | 767 Wall Transformer | 182250 | Transformers, Constant Voltage
BN18653 | Welch Allyn Inc | 767 Wall Transformer | 167502 | Transformers, Constant Voltage
BS31093 | Detecto - A Division of Cardinal Scale Manufacturing Co. | Weigh Beam Eye-Level | E15218-0032 | Scales, Patient, Platform, Mechanical
Bn25543 | Welch Allyn Inc | Wall Sphygmomanometer | 071025104053 | Sphygmomanometers, Aneroid
BN23643 | Welch Allyn Inc | Wall Sphygmomanometer | 071095165312 | Sphygmomanometers, Aneroid
| Philips Medical Systems Cardiac and Monitoring Syste | HeartStart FRx | F09802 | Defibrillators, External, Automated
BN29068 | AMBCO | 650A | AB11747 | Audiometers
BN18652 | Welch Allyn Inc | 767 Wall Transformer | 182254 | Transformers, Constant Voltage
BS19078 | Welch Allyn Inc | Spot Vital Signs LXi | 167505 | Monitors, Physiologic, Vital Signs
B42534 | Midmark Corp | Ritter 204 | V2486332 | Tables, Examination/Treatment, Adjustable
BS17943 | Welch Allyn Inc | Spot Vital Signs LXi | 20081207066 | Monitors, Physiologic, Vital Signs
BS22863 | Detecto - A Division of Cardinal Scale Manufacturing Co. | 6745 Digital Infant Scale | E13614-0073 | Scales, Infant
BN16957 | DeVilbiss Healthcare LLC | Pulmo-Aide | D4129701 | Nebulizers
| Philips Medical Systems Cardiac and Monitoring Syste | HeartStart FRx | B08E-02682 | Defibrillators, External, Automated
BS25940 | Welch Allyn Inc | SureTemp Plus 690 | 12309633 | Thermometers, Electronic
| Philips Medical Systems Cardiac and Monitoring Syste | HeartStart FRx | B24D-00395 | Defibrillators, External, Automated
| Welch Allyn Inc | Connex Spot Monitor | 100090612324 | Monitors, Physiologic, Vital Signs
| Welch Allyn Inc | Connex Spot Monitor | 100018061123 | Monitors, Physiologic, Vital Signs
| PELSTAR, LLC | Digital Chair Scale | NSN | Scales, Patient, Chair
| Welch Allyn Inc | Connex Spot Monitor | 1000094674924 | Monitors, Physiologic, Vital Signs
BS24867 | Advanced Sterilization Products Div J&J | STERRAD 100NX | 1047170233 | Sterilizing Units, Germicidal Gas, Gaseous Plasma
| Philips Medical Systems Cardiac and Monitoring Syste | HeartStart FRx | B08E-02316 | Defibrillators, External, Automated
B10407 | Medivators Reprocessing Systems | Scope Buddy Plus | 13112943 | Washer/Decontamination Units, Endoscopic Channel Flushing
BS18580 | Stryker CORP SURGICAL DIV | VisionPro | SVPZ64A0032 | Monitors, Video
bs23083 | Welch Allyn Inc | Wall Sphygmomanometer | 161003135305 | Sphygmomanometers, Aneroid
BS23060 | Stryker Endoscopy Div Stryker Corp | SDP1000 | 92830 | Printers, Video
| Olympus America | CF-HQ190L | 2085176 | Colonoscopes, Video
BS35753 | Stryker Corp Medical Div | 32" 4K Surgical Display | SV7320D0321 | Monitors, Video
bs27863 | Stryker Endoscopy Div Stryker Corp | CONNECTED OR HUB | 19D556534 | Information Systems, Picture Archiving/Communication, Endoscopy
BN27222 | Ohio Medical Corporation | Intermittent/Continuous Vacuum Regulator | 29998 | Regulators, Suction
BS18760 | 3M Health Care | Bair Paws Model 875 | 51831 | Warming Units, Patient, Forced-Air
BS18777 | 3M Health Care | Bair Paws Model 875 | 51893 | Warming Units, Patient, Forced-Air
| Smith & Nephew Inc Div Smith & Nephew plc | Werewolf RF20000 Controller | HW0D00021W | Electrosurgical Units, Bipolar
BS18771 | 3M Health Care | Bair Paws Model 875 | 51897 | Warming Units, Patient, Forced-Air
Bn20903 | AMD Technologies Inc | VARI VUE | 158900 | View Boxes, X-Ray
A59013 | Avanos | CRG-ADVANCED COOLIEF | STZ24092-020 | Radiofrequency Therapy Systems, Tissue Ablation, Nerve Fiber
BN23339 | Welch Allyn Inc | CE0050 | 178688 | Sphygmomanometers, Aneroid
| 3M Health Care | Bair Paws Model 875 | 090814 | Warming Units, Patient, Forced-Air
BN27492 | Olympus America | CV-190 | 7503668 | Image Processors, Video, Endoscopy
| Olympus America | CF-HQ190L | 2085007 | Colonoscopes, Video
| Stryker Endoscopy Div Stryker Corp | CrossFlow Arthroscopy Pump | 24E520784 | Irrigation/Distention Systems, Arthroscopic
Bs30319 | Stryker Corp Medical Div | 1688 AIM Camera Head | 20E528764 | Cameras, Video, Endoscope
B23465 | GE Healthcare | Unity Network ID | SPE17370010SA | Data Interface Units, Physiologic Monitor/Information System
B10594 | Stryker Endoscopy Div Stryker Corp | Standard Video Cart | 061109AD016 | Carts, Computer/Video Monitor
BN27753 | Olympus America | OEP-5 | A514558 | Printers, Video
B10461 | Stryker Endoscopy Div Stryker Corp | Standard Video Cart | 050517066 | Carts, Computer/Video Monitor
B41648 | Stryker Endoscopy Div Stryker Corp | SDP1000 | 87667 | Printers, Video
BN13292 | STERIS Corp | Amsco QDJ Series | 0431502054 | Warming Units, Multipurpose
BN28825 | Stryker Endoscopy Div Stryker Corp | CrossFlow Arthroscopy Pump | 161526994 | Irrigation/Distention Systems, Arthroscopic
BS23972 | GE Healthcare | CARESCAPE Monitor B650 | SK415491324HA | Monitoring Systems, Physiologic
BS23954 | GE Healthcare | CARESCAPE PDM Patient Data Module | SA315482889SA | Physiologic Monitor Modules, Multiparameter
B10173 | 3M Health Care | Bair Hugger 775 | 061711 | Warming Units, Patient, Forced-Air
| Olympus America | Celeris | S23390016 | Power Supplies
| STERIS Corp | STERIS 5095 | 0411523110 | Tables, Operating
B10187 | WEG Surgical Solutions | WEG Warmer | R-N-10097 | Warming Units, Irrigation Fluids
163677 | Stryker Corp Medical Div | 4K Surgical Display | SV7320D0309 | Monitors, Video
BS23935 | GE Healthcare | CARESCAPE Monitor B450 | SNE15490135HA | Monitoring Systems, Physiologic
BS23928 | GE Healthcare | CARESCAPE Monitor B650 | SK415491281HA | Monitoring Systems, Physiologic
BS23963 | GE Healthcare | CARESCAPE PDM Patient Data Module | SA315483007SA | Physiologic Monitor Modules, Multiparameter
| GE Healthcare | CARESCAPE Monitor B650 | SK415491280HA | Monitoring Systems, Physiologic
BS23070 | Welch Allyn Inc | LS100 | 158901 | Lights, Examination
BN23330 | Ohio Medical Corporation | Intermittent/Continuous Vacuum Regulator | GFHF14649 | Regulators, Suction
BS30298 | GE Healthcare | CARESCAPE ONE | A20290119SA | Monitors, Physiologic, Multipurpose, Bedside, Modular
BS23957 | GE Healthcare | CARESCAPE PDM Patient Data Module | SA315493144SA | Physiologic Monitor Modules, Multiparameter
| Welch Allyn Inc | SureTemp Plus 692 | NSN | Thermometers, Electronic
B10748 | Datex-Ohmeda | NMT Module | 6020712 | Physiologic Monitor Modules, Multiparameter
BS30291 | GE Healthcare | CARESCAPE Monitor B650 | 520303004SA | Monitoring Systems, Physiologic
| HOLOGIC INC | NovaSure System | 33165A23D0 | Radiofrequency Therapy Systems, Tissue Ablation, Endometrial
B10727 | Medtronic Inc | Situate Detection Console 200X | X19KDY | Sponge Detectors, Surgical, Radiofrequency
BN18168 | Ohio Medical Corporation | Intermittent/Continuous Vacuum Regulator | GFFM08142 | Regulators, Suction
BS30282 | GE Healthcare | CARESCAPE Monitor B650 | 520303002SA | Monitoring Systems, Physiologic
| STERIS Corp | Amsco Warming Cabinet | 0400424107 | Warming Units, Multipurpose
| 3M Health Care | Bair Paws Model 875 | 092305 | Warming Units, Patient, Forced-Air
A59011 | STERIS Corp | Amsco Electric Steam Generator | 52134 | Steam Generators
B10165 | Medtronic Inc | Valleylab FT10 | T2A53355DX | Electrosurgical Units, Monopolar/Bipolar
| Stryker Endoscopy Div Stryker Corp | PneumoClear | 2004CE0129 | Insufflators, Laparoscopic
BS23910 | GE Healthcare | CARESCAPE Monitor B650 | SK415491325HA | Monitoring Systems, Physiologic
B10184 | WEG Surgical Solutions | WEG Warmer | R-N-10109 | Warming Units, Irrigation Fluids
BN21723 | Welch Allyn Inc | CE0050 | 110225082 | Sphygmomanometers, Aneroid
BN25735 | GE Healthcare | CARESCAPE PDM Patient Data Module | SA314045508GA | Physiologic Monitor Modules, Multiparameter
B32840 | Stryker Instruments Div Stryker Corp | CORE 2 Console | 20311500049 | Power Systems, Electromechanical, Surgery
BS30300 | GE Healthcare | CARESCAPE ONE | A20290209SA | Monitors, Physiologic, Multipurpose, Bedside, Modular
B10237 | Welch Allyn Inc | SureTemp Plus 690 | NSN | Thermometers, Electronic, Thermistor/Thermocouple, Patient
| Stryker Endoscopy Div Stryker Corp | CrossFlow Arthroscopy Pump | 23C513374 | Irrigation/Distention Systems, Arthroscopic
| Smith & Nephew Inc Div Smith & Nephew plc | Werewolf RF20000 Controller | YA0H000A1M | Electrosurgical Units, Bipolar
| GE Healthcare | CARESCAPE ONE | SNA20290076SA | Monitors, Physiologic, Multipurpose, Bedside, Modular
BN22386 | Ohio Medical Corporation | Intermittent/Continuous Vacuum Regulator | Gfhf14654 | Regulators, Suction
bs30179 | Parks Medical Electronics, Inc. | 811-B | 811b-600030002 | Detectors, Blood Flow, Ultrasonic
BS23946 | GE Healthcare | CARESCAPE PDM Patient Data Module | SA315493201SA | Physiologic Monitor Modules, Multiparameter
A59014 | Mizuho OSI | Trios Surgical Table System | 3845 | Tables, Operating
BS23920 | GE Healthcare | CARESCAPE Monitor B650 | SK415491318HA | Monitoring Systems, Physiologic
BS23956 | GE Healthcare | CARESCAPE PDM Patient Data Module | SA315493151SA | Physiologic Monitor Modules, Multiparameter
BS18763 | 3M Health Care | Bair Paws Model 875 | 51885 | Warming Units, Patient, Forced-Air
BS30288 | GE Healthcare | CARESCAPE Monitor B650 | 520293055SA | Monitoring Systems, Physiologic
BS23937 | GE Healthcare | CARESCAPE PDM Patient Data Module | SA315482886SA | Physiologic Monitor Modules, Multiparameter
BN23323 | Ohio Medical Corporation | Intermittent/Continuous Vacuum Regulator | Gfhf14627 | Regulators, Suction
BS23958 | GE Healthcare | CARESCAPE PDM Patient Data Module | SA315483110SA | Physiologic Monitor Modules, Multiparameter
| Welch Allyn Inc | SureTemp Plus 690 | NSN | Thermometers, Electronic, Thermistor/Thermocouple, Patient
A59010 | STERIS Corp | Amsco Electric Steam Generator | 52092 | Steam Generators
BS18759 | 3M Health Care | Bair Paws Model 875 | 51905 | Warming Units, Patient, Forced-Air
BS18778 | 3M Health Care | Bair Paws Model 875 | 51819 | Warming Units, Patient, Forced-Air
BS23932 | GE Healthcare | CARESCAPE Monitor B650 | SK415491269HA | Monitoring Systems, Physiologic
| Welch Allyn Inc | SureTemp Plus 692 | NSN | Thermometers, Electronic
| GE Healthcare | CARESCAPE Central Station | STV23340015SA | Monitors, Physiologic, Central Station
163668 | Stryker Endoscopy Div Stryker Corp | SYNK Wireless Transmitter | 22E565484 | Video Systems
BS31619 | Stryker Corp Medical Div | 1688 AIM Camera Head | 20E543924 | Cameras, Video, Endoscope
| KARL STORZ | Image 1 X-Link | PM875845-P | Image Processors, Video, Endoscopy
BS18694 | Zimmer Inc Patient Care Div | ATS 4000 | 401504210018 | Tourniquets, Pneumatic
BS30274 | GE Healthcare | CARESCAPE ONE | A20290157SA | Monitors, Physiologic, Multipurpose, Bedside, Modular
BS18758 | 3M Health Care | Bair Paws Model 875 | 51835 | Warming Units, Patient, Forced-Air
| GE Healthcare | Entropy Module | 6006137 | Physiologic Monitoring Modules, Neurology, Level-of-Consciousness, Entropy
BS25723 | GE Healthcare | CARESCAPE PDM Patient Data Module | SA317380201SA | Physiologic Monitor Modules, Multiparameter
B10389 | Welch Allyn Inc | SureTemp Plus 690 | NSN | Thermometers, Electronic
Bn18669 | Ohio Medical Corporation | Intermittent/Continuous Vacuum Regulator | GFFM08969 | Regulators, Suction
BS30306 | GE Healthcare | CARESCAPE ONE | A20290072SA | Monitors, Physiologic, Multipurpose, Bedside, Modular
BS23927 | GE Healthcare | CARESCAPE Monitor B650 | SK415491286HA | Monitoring Systems, Physiologic
| Welch Allyn Inc | SureTemp Plus 690 | nsn | Thermometers, Electronic
Bs18784 | 3M Health Care | Bair Hugger 775 | 72178 | Warming Units, Patient, Forced-Air
BS15141 | Olympus America | OFP | 2605624 | Irrigation/Distention Systems
BN18670 | Ohio Medical Corporation | Intermittent/Continuous Vacuum Regulator | GFFM08968 | Regulators, Suction
BS23915 | GE Healthcare | CARESCAPE Monitor B650 | SK415491321HA | Monitoring Systems, Physiologic
BS30191 | Medivators Reprocessing Systems | ADVANTAGE PLUS | 13101028 | Disinfectors, Liquid Germicide, Flexible Endoscope
BS15901 | Hettich Instruments, LP. | UNIVERSAL 320R | 0000415 | Centrifuges, Tabletop, Low-Speed, Refrigerated
B41872 | Mizuho OSI | Advanced Control I-Base | 4356 | Tables, Operating, Orthopedic, Spinal
BS34766 | Medtronic Inc | Situate Detection Console 200X | X19KDS | Sponge Detectors, Surgical, Radiofrequency
BN27483 | Stryker CORP SURGICAL DIV | Visum LED II | 174774 | Lights, Surgical
BS30361 | Welch Allyn Inc | SureTemp Plus | 20369464 | Thermometers, Electronic
B10735 | Stryker Endoscopy Div Stryker Corp | Standard Video Cart | 050517068 | Carts, Computer/Video Monitor
BS18776 | 3M Health Care | Bair Paws Model 875 | 51877 | Warming Units, Patient, Forced-Air
BS30305 | GE Healthcare | CARESCAPE Monitor B650 | 520303010SA | Monitoring Systems, Physiologic
BS30297 | GE Healthcare | CARESCAPE Monitor B650 | 520293052SA | Monitoring Systems, Physiologic
| Olympus America | Berkeley VC-10 | NK23935310 | Aspirators, Uterine
BS23953 | GE Healthcare | CARESCAPE PDM Patient Data Module | SA315482873SA | Physiologic Monitor Modules, Multiparameter
BS21528 | Philips Medical Systems Cardiac and Monitoring Syste | HeartStart FRx | B10K-01062 | Defibrillators, External, Automated
BS30309 | GE Healthcare | CARESCAPE ONE | A20290163SA | Monitors, Physiologic, Multipurpose, Bedside, Modular
BN22375 | AMD Technologies Inc | VARI VUE | 159774 | View Boxes, X-Ray
| Welch Allyn Inc | SureTemp Plus 690 | NSN | Thermometers, Electronic, Thermistor/Thermocouple, Patient
| Mass. | ENDOSCOPE DRYING CABINET | 43697 | Dryers
BN13300 | AMD Technologies Inc | VARI VUE | 185484 | View Boxes, X-Ray
| Mass. | ENDOSCOPE DRYING CABINET | 44069 | Dryers
BS18696 | Zimmer Inc Patient Care Div | ATS 4000 | 401504210020 | Tourniquets, Pneumatic
BN24507 | Stryker Instruments Div Stryker Corp | 1288 HD | 14D037674 | Video Systems, Endoscopic
Bs24304 | Stryker Instruments Div Stryker Corp | CORE Console | 1806133083 | Power Systems, Electromechanical, Surgery
BS21600 | Stryker Instruments Div Stryker Corp | CORE Console | 0907610233 | Power Systems, Electromechanical, Surgery
B11057 | Modular Services Co. | Stratus | 166353 | Service Columns, Prefabricated
| Welch Allyn Inc | SureTemp Plus 692 | NSN | Thermometers, Electronic
| Exergen Corporation | TemporalScanner IR TAT-5000S | A1331376 | Thermometers, Electronic, Infrared, Skin
BN13630 | AMD Technologies Inc | VARI VUE | 158960 | View Boxes, X-Ray
BS23078 | Ohio Medical Corporation | Intermittent/Continuous Vacuum Regulator | GFHE14682 | Regulators, Suction
BN24041 | Stryker Instruments Div Stryker Corp | 26" VisionPro SYNK Monitor | 13K032624 | Monitors, Video
BS30322 | Stryker Endoscopy Div Stryker Corp | CONNECTED OR HUB | 19K590254 | Information Systems, Picture Archiving/Communication, Endoscopy
| GE Healthcare | CARESCAPE Respiratory Module E-sCO | SGV20311066HA | Physiologic Monitor Modules, Anesthetic Gas
BS18762 | 3M Health Care | Bair Paws Model 875 | 51822 | Warming Units, Patient, Forced-Air
bs23085 | Ohio Medical Corporation | Intermittent/Continuous Vacuum Regulator | gfff29996 | Regulators, Suction
163669 | Stryker Endoscopy Div Stryker Corp | SYNK Wireless Transmitter | 22E553414 | Video Systems
| Olympus America | CF-HQ190L | 2085171 | Colonoscopes, Video
A59147 | ECHONOUS | EchoNous Bladder | R52X50A5G8A | Scanning Systems, Ultrasonic, Small-Parts, Urinary Bladder
BN29328 | Medivators Reprocessing Systems | EndoStratus | P02596 | Irrigation/Distention Systems
BS30267 | GE Healthcare | CARESCAPE Monitor B650 | 5203030215A | Monitoring Systems, Physiologic
Bs24775 | Welch Allyn Inc | LS100 | 158851 | Lights, Examination
BS23073 | Ohio Medical Corporation | Intermittent/Continuous Vacuum Regulator | GFHF14690 | Regulators, Suction
B28065 | 3M Health Care | Bair Hugger 775 | 185373 | Warming Units, Patient, Forced-Air
BS30284 | GE Healthcare | CARESCAPE Respiratory Module E-sCO | SGV20311378HA | Physiologic Monitor Modules, Anesthetic Gas
BN15270 | Olympus America | OEV-191 | 7501583 | Monitors, Video
B10705 | Medtronic Inc | XPS-3000 | 112563 | Handpieces, Surgical
| STERIS Corp | STERIS 5095 | 0411523112 | Tables, Operating
| Welch Allyn Inc | SureTemp Plus 690 | nsn | Thermometers, Electronic
B10240 | Welch Allyn Inc | SureTemp Plus 690 | NSN | Thermometers, Electronic, Thermistor/Thermocouple, Patient
BS30303 | GE Healthcare | CARESCAPE ONE | A20290219SA | Monitors, Physiologic, Multipurpose, Bedside, Modular
A57257 | Advanced Sterilization Products Div J&J | STERRAD 100NX | 5049250478 | Sterilizing Units, Germicidal Gas, Gaseous Plasma
BS13643 | SUNOPTIC TECHNOLOGIES | SolarMaxx 300 | 32214 | Light Sources
BS18766 | 3M Health Care | Bair Paws Model 875 | 51810 | Warming Units, Patient, Forced-Air
B32846 | Exergen Corporation | TemporalScanner TAT-5000 | A1151630 | Thermometers, Electronic, Infrared, Skin
B10161 | Medtronic Inc | Valleylab FT10 | T1J51644DX | Electrosurgical Units, Monopolar/Bipolar
BN27499 | GE Healthcare | CARESCAPE PDM Patient Data Module | SA314431265GA | Physiologic Monitor Modules, Multiparameter
B32841 | Stryker Instruments Div Stryker Corp | CORE 2 Console | 2032200199 | Power Systems, Electromechanical, Surgery
BS13641 | SUNOPTIC TECHNOLOGIES | SolarMaxx 300 | 32212 | Light Sources
BS30286 | GE Healthcare | CARESCAPE ONE | 20280224SA | Monitors, Physiologic, Multipurpose, Bedside, Modular
| Welch Allyn Inc | SureTemp Plus 690 | nsn | Thermometers, Electronic
BS31689 | GE Healthcare | E-sCAiO Module | SGV20390302HA | Physiologic Monitor Modules, Multiparameter
| GE Healthcare | CARESCAPE PDM Patient Data Module | SA314055656GA | Physiologic Monitor Modules, Multiparameter
B32842 | Stryker Instruments Div Stryker Corp | CORE 2 Console | 2032200809 | Power Systems, Electromechanical, Surgery
BN22389 | Welch Allyn Inc | CE0050 | 159554 | Sphygmomanometers, Aneroid
BS30302 | GE Healthcare | CARESCAPE Monitor B650 | 520293073SA | Monitoring Systems, Physiologic
BS34765 | Medtronic Inc | Situate Detection Console 200X | X19KEH | Sponge Detectors, Surgical, Radiofrequency
| GE Healthcare | CARESCAPE Respiratory Module E-sCO | SGV20291421HA | Physiologic Monitor Modules, Anesthetic Gas
B10163 | Medtronic Inc | Valleylab FT10 | T2A53382DX | Electrosurgical Units, Monopolar/Bipolar
BS23965 | GE Healthcare | CARESCAPE PDM Patient Data Module | SA315493193SA | Physiologic Monitor Modules, Multiparameter
BN27223 | Ohio Medical Corporation | Intermittent/Continuous Vacuum Regulator | CFHF14630 | Regulators, Suction
BN28857 | Detecto - A Division of Cardinal Scale Manufacturing Co. | Wet Diaper Scale | E27618-0124 | Scales, Clinical, Precision
BS31691 | GE Healthcare | E-sCAiO Module | SGV20410179HA | Physiologic Monitor Modules, Multiparameter
| KARL STORZ | Surgical Cart | YN01706 | Carts, Computer/Video Monitor
BN18164 | Ohio Medical Corporation | Intermittent/Continuous Vacuum Regulator | GFFM08141 | Regulators, Suction
163693 | Medtronic Inc | IPC System | ENTC87071 | Handpieces, Surgical
BN27754 | Olympus America | OEV-262H | 7521179 | Monitors, Video
BN28840 | Datex-Ohmeda | E-MINIC-00 | 8502466 | MONITORS, BEDSIDE, RESPIRATION, EXHALED CARBON DIO
B10160 | Medtronic Inc | Valleylab FT10 | T2A53394DX | Electrosurgical Units, Monopolar/Bipolar
BS30289 | GE Healthcare | CARESCAPE ONE | 20280326SA | Monitors, Physiologic, Multipurpose, Bedside, Modular
B10162 | Medtronic Inc | Valleylab FT10 | T2A53356DX | Electrosurgical Units, Monopolar/Bipolar
BS21322 | Precision Medical Inc | EasyGo Vac Portable Aspirator | 040541 | Aspirators
BN27481 | Stryker CORP SURGICAL DIV | Visum LED II | 174773 | Lights, Surgical
B28066 | Olympus America | OEP-5 | A100752 | Printers, Video
BN24042 | Stryker Instruments Div Stryker Corp | 26" VisionPro SYNK Monitor | SVP263G0601 | Monitors, Video
| Stryker Endoscopy Div Stryker Corp | PneumoClear | 1912CE0293 | Insufflators, Laparoscopic
BN23338 | Ohio Medical Corporation | Intermittent/Continuous Vacuum Regulator | GFHF14633 | Regulators, Suction
BS25234 | Medtronic Inc | Valleylab FT10 | T7H18612DX | Electrosurgical Units, Monopolar/Bipolar
BS23948 | GE Healthcare | CARESCAPE PDM Patient Data Module | SA315482901SA | Physiologic Monitor Modules, Multiparameter
| Welch Allyn Inc | SureTemp Plus 690 | NSN | Thermometers, Electronic
| Stryker Endoscopy Div Stryker Corp | L11 AIM | 22K519234 | Light Sources
| GE Healthcare | CARESCAPE Respiratory Module E-sCO | SGV20311298HA | Physiologic Monitor Modules, Anesthetic Gas
BS30283 | GE Healthcare | CARESCAPE ONE | A20280372SA | Monitors, Physiologic, Multipurpose, Bedside, Modular
BS30270 | GE Healthcare | CARESCAPE ONE | SNA20290169SA | Monitors, Physiologic, Multipurpose, Bedside, Modular
BS31694 | GE Healthcare | E-sCAiO Module | SGV20390301HA | Physiologic Monitor Modules, Multiparameter
BS31582 | Zimmer Inc Patient Care Div | ATS 4000 | 402001020003 | Tourniquets, Pneumatic
BS31693 | GE Healthcare | E-sCAiO Module | SGV20420009HA | Physiologic Monitor Modules, Multiparameter
BS22403 | Carl Zeiss Inc | OPMI Vario/S88 | 6629502312 | Microscopes, Light, Operating, Neurosurgery
BS20528 | Carl Zeiss Inc | OPMI LUMERA 700 | 6634143380 | Microscopes, Light, Operating, Ophthalmology
B32843 | Stryker Instruments Div Stryker Corp | CORE 2 Console | 2031500979 | Power Systems, Electromechanical, Surgery
| KARL STORZ | AIDA | ZN35032 | Information Systems, Picture Archiving/Communication, Endoscopy
BS23921 | GE Healthcare | CARESCAPE Monitor B650 | SK415491314HA | Monitoring Systems, Physiologic
bs23084 | Ohio Medical Corporation | Intermittent/Continuous Vacuum Regulator | gfhf14658 | Regulators, Suction
BN27226 | Welch Allyn Inc | SureTemp Plus 690 | 13260947 | Thermometers, Electronic
BS30293 | GE Healthcare | CARESCAPE Respiratory Module E-sCO | SGV20311288HA | Physiologic Monitor Modules, Anesthetic Gas
BN28963 | Olympus America | UCR | 7835794 | Insufflators, Endoscopic
BN13297 | AMD Technologies Inc | VARI VUE | 174777 | View Boxes, X-Ray
BS23901 | GE Healthcare | CARESCAPE Monitor B650 | SK415491370HA | Monitoring Systems, Physiologic
B10198 | Precision Medical Inc | EasyGo Vac Portable Aspirator | 00917791 | Aspirators
BS31692 | GE Healthcare | E-sCAiO Module | SGV20420194HA | Physiologic Monitor Modules, Multiparameter
BS23916 | GE Healthcare | CARESCAPE Monitor B650 | SK415491319HA | Monitoring Systems, Physiologic
BN23332 | Ohio Medical Corporation | Intermittent/Continuous Vacuum Regulator | Gfhf14653 | Regulators, Suction
BN23322 | Ohio Medical Corporation | Intermittent/Continuous Vacuum Regulator | Gfhf14628 | Regulators, Suction
BN27755 | Olympus America | CV-190 | 7503836 | Image Processors, Video, Endoscopy
159654 | Precision Medical Inc | EasyGo Vac PM65 | 00916190 | Aspirators, Airway
BS30316 | Stryker Endoscopy Div Stryker Corp | CONNECTED OR HUB | 19K581274 | Information Systems, Picture Archiving/Communication, Endoscopy
| 3M Health Care | Bair Paws Model 875 | 51839 | Warming Units, Patient, Forced-Air
BS31690 | GE Healthcare | E-sCAiO Module | SGV20360157HA | Physiologic Monitor Modules, Multiparameter
BS30247 | Stryker CORP SURGICAL DIV | Visum LED II | 100000000066996 | Lights, Surgical
A59688 | Medtronic Inc | BIS Advance | J662542154 | Monitors, Physiologic, Electroencephalography, Intraoperative, Level-of-Consciousness
163674 | Stryker Endoscopy Div Stryker Corp | SYNK Wireless Transmitter | 21L530024 | Video Systems
B32845 | Exergen Corporation | TemporalScanner TAT-5000 | A1165990 | Thermometers, Electronic, Infrared, Skin
bn25811 | Olympus America | UCR | 7321285 | Insufflators, Endoscopic
BN27482 | Stryker CORP SURGICAL DIV | Visum LED II | 174770 | Lights, Surgical
BS23743 | GE Healthcare | CARESCAPE PDM Patient Data Module | SA315260593GA | Physiologic Monitor Modules, Multiparameter
B10823 | GE Healthcare | F7 Module Rack | SEF14314030HX | Physiologic Monitor Module Housings
BN28830 | Stryker Endoscopy Div Stryker Corp | Crossfire 2 | 16G029714 | Radiofrequency Therapy Systems, Tissue Ablation, Intraarticular
BN27757 | Olympus America | OEP-5 | A514540 | Printers, Video
BS30304 | GE Healthcare | CARESCAPE Respiratory Module E-sCO | SGV20311048HA | Physiologic Monitor Modules, Anesthetic Gas
B32828 | Stryker Endoscopy Div Stryker Corp | SDP1000 | 83781 | Printers, Video
BS23969 | GE Healthcare | CARESCAPE PDM Patient Data Module | SA315493146SA | Physiologic Monitor Modules, Multiparameter
BS30377 | NDS SURGICAL IMAGING | RADIANCE ULTRA 32" SC-WU32-G1522 | 20-358470 | Monitors, Video
| Stryker Endoscopy Div Stryker Corp | SDP1000 | 83609 | Printers, Video
BS30241 | Stryker CORP SURGICAL DIV | Neptune 3 Ultra Rover | 2002923783 | Waste-Disposal Units, Liquid
| Exergen Corporation | TemporalScanner IR TAT-5000S | A1333786 | Thermometers, Electronic, Infrared, Skin
BN23334 | Ohio Medical Corporation | Intermittent/Continuous Vacuum Regulator | GFHF14650 | Regulators, Suction
| GE Healthcare | E-sCAiO Module | SUA22384015HA | Physiologic Monitor Modules, Multiparameter
BS30295 | GE Healthcare | CARESCAPE ONE | A20290075SA | Monitors, Physiologic, Multipurpose, Bedside, Modular
BN25590 | Stryker CORP SURGICAL DIV | Visum LED II | 1E+14 | Lights, Surgical
bs30376 | Olympus America | CLV-190 | 7099080 | Light Sources, Rigid Endoscope/Multipurpose, Fiberoptic Cable
| Welch Allyn Inc | SureTemp Plus 692 | NSN | Thermometers, Electronic
BS23971 | GE Healthcare | CARESCAPE PDM Patient Data Module | SA315483122SA | Physiologic Monitor Modules, Multiparameter
BN18149 | Ohio Medical Corporation | Intermittent/Continuous Vacuum Regulator | GFFM06647 | Regulators, Suction
BS30278 | GE Healthcare | CARESCAPE Respiratory Module E-sCO | SGV20311058HA | Physiologic Monitor Modules, Anesthetic Gas
| Welch Allyn Inc | SureTemp Plus 690 | nsn | Thermometers, Electronic
163676 | Stryker Endoscopy Div Stryker Corp | SYNK Wireless Transmitter | 21L535194 | Video Systems
BS19736 | Medtronic Inc | NIM-Response 3.0 | 1NR3-1141 | Recorders, Physiologic, Evoked Potential
B41131 | GE Healthcare | CARESCAPE Monitor B650 | SNS20293070SA | Monitoring Systems, Physiologic
B41113 | Alcon Laboratories Inc | CENTURION Vision System | 2101361301X | Phacoemulsification Units, Cataract Extraction
bs19680 | Ethicon Endo-Surgery | GEN11 | 1111128620 | Electrosurgical Units, Bipolar
| STERIS Corp | STERIS 5095 | 0410923012 | Tables, Operating
| Erbe USA Inc | APC 3 Argon Plasma Coagulator | 11579015 | Gas Delivery Units, Argon-Enhanced Coagulation
bs19681 | Ethicon Endo-Surgery | GEN11 | 1111128394 | Electrosurgical Units, Bipolar
| Welch Allyn Inc | ELI 280 | 119450001606 | Electrocardiographs, Multichannel, Interpretive
BS30363 | Welch Allyn Inc | SureTemp Plus | 20369463 | Thermometers, Electronic
BS23071 | Ohio Medical Corporation | Intermittent/Continuous Vacuum Regulator | GFHF14680 | Regulators, Suction
BS23961 | GE Healthcare | CARESCAPE PDM Patient Data Module | SA315493162SA | Physiologic Monitor Modules, Multiparameter
BS23075 | Ohio Medical Corporation | Intermittent/Continuous Vacuum Regulator | GFHF14688 | Regulators, Suction
B41128 | Stryker CORP SURGICAL DIV | Visum LED II | 100000000072147 | Lights, Surgical
| STERIS Corp | STERIS 5095 | 0410923014 | Tables, Operating
| AccuVein | AccuVein AV600 | AV26180132C | Vein Finders, Infrared Light
BN29326 | Medivators Reprocessing Systems | EndoStratus | P02602 | Irrigation/Distention Systems
A59016 | Medivators Reprocessing Systems | ENDODRY | CM04895 | Cabinets, Storage, Endoscope
163671 | Stryker Endoscopy Div Stryker Corp | SYNK Wireless Transmitter | 22E553334 | Video Systems
BN21702 | Welch Allyn Inc | CE0050 | 159570 | Sphygmomanometers, Aneroid
B23442 | Modular Services Co. | Stratus | 166355 | Service Columns, Prefabricated
BS30277 | GE Healthcare | CARESCAPE ONE | A20280368SA | Monitors, Physiologic, Multipurpose, Bedside, Modular
Bn21443 | Medivators Reprocessing Systems | Scope Buddy | 204199 | Washer/Decontamination Units, Endoscopic Channel Flushing
A59015 | Carl Zeiss Meditec Inc | Artevo 750/850 | 6649100214 | Microscopes, Light, Operating, Ophthalmology
| GE Medical Systems | CARESCAPE CENTRAL STATION MAI700 | SKN20320010SA | Monitoring Systems
BS23072 | Ohio Medical Corporation | Intermittent/Continuous Vacuum Regulator | GFHF14689 | Regulators, Suction
| Stryker Instruments Div Stryker Corp | Neptune S Rover | 2301121563 | Waste-Disposal Units, Liquid
BN22388 | Ohio Medical Corporation | Intermittent/Continuous Vacuum Regulator | GFFF29997 | Regulators, Suction
BN27758 | Olympus America | OEV-262H | 7521182 | Monitors, Video
BS19807 | Carl Zeiss Inc | OPMI Vario 700 | 6636121414 | Microscopes, Light, Operating, Neurosurgery
| KARL STORZ | 32IN 4K MONITOR | 163732 | Monitors, Video
BS25235 | Medtronic Inc | Valleylab FT10 | T7H18236DX | Electrosurgical Units, Monopolar/Bipolar
BN13472 | Ohio Medical Corporation | Intermittent/Continuous Vacuum Regulator | GFFM04576 | Regulators, Suction
B32807 | 3M Health Care | Bair Hugger 775 | 169810 | Warming Units, Patient, Forced-Air
163675 | Stryker Endoscopy Div Stryker Corp | SYNK Wireless Transmitter | 21L535344 | Video Systems
BN25697 | Currie Medical Specialties Inc. | Alternating Leg Pressure (ALP) with ALP 501 | 39798 | Circulatory Assist Units, Peripheral Compression, Intermittent
BS31725 | STERIS Corp | Amsco Century V-116 | 012960236 | Sterilizing Units, Steam
| Welch Allyn Inc | SureTemp Plus 690 | NSN | Thermometers, Electronic, Thermistor/Thermocouple, Patient
bs30327 | Erbe USA Inc | VIO 300D | 11466928 | Electrosurgical Units, Monopolar/Bipolar
| Stryker Instruments Div Stryker Corp | Neptune S Rover | 2317805133 | Waste-Disposal Units, Liquid
BN27220 | Ohio Medical Corporation | Intermittent/Continuous Vacuum Regulator | 14629 | Regulators, Suction
B11094 | Modular Services Co. | Stratus | 196521 | Service Columns, Prefabricated
BN29330 | Medivators Reprocessing Systems | EndoStratus | P02598 | Irrigation/Distention Systems
| Welch Allyn Inc | SureTemp Plus 692 | NSN | Thermometers, Electronic
A59459 | STERIS Corp | AMSCO 7052HP | 3617125003 | Washer/Decontamination Units
BS15493 | Olympus America | MU-1 | 7609927 | Testers, Endoscope, Leak/Fluid Detection
BS24889 | GE Healthcare | CARESCAPE PDM Patient Data Module | SA309193340GR | Physiologic Monitor Modules, Multiparameter
BS21408 | Precision Medical Inc | EasyGo Vac Portable Aspirator | 041963 | Aspirators
| Olympus America | CF-HQ190L | 2637492 | Colonoscopes, Video
BS30099 | Zoll Medical Corp | R Series PLUS | AF18L090330 | Defibrillators, External, Automated
Bs30216 | NDS SURGICAL IMAGING | RADIANCE ULTRA 32" SC-WU32-G1522 | 20-358473 | Monitors, Video
BS30294 | GE Healthcare | CARESCAPE Monitor B650 | 520293065SA | Monitoring Systems, Physiologic
BS18779 | 3M Health Care | Bair Paws Model 875 | 51806 | Warming Units, Patient, Forced-Air
A59018 | Medivators Reprocessing Systems | ENDODRY | CM04893 | Cabinets, Storage, Endoscope
B10185 | WEG Surgical Solutions | WEG Warmer | R-N-10089 | Warming Units, Irrigation Fluids
BS21927 | Stryker CORP SURGICAL DIV | Visum LED II | 174767 | Lights, Surgical
| 3M Health Care | Bair Paws Model 875 | 088564 | Warming Units, Patient, Forced-Air
BN13473 | Ohio Medical Corporation | Intermittent/Continuous Vacuum Regulator | 167669 | Regulators, Suction
BS23911 | GE Healthcare | CARESCAPE Monitor B650 | SK415501018HA | Monitoring Systems, Physiologic
BS35755 | Stryker Endoscopy Div Stryker Corp | Crossfire 2 | 12K035014 | Radiofrequency Therapy Systems, Tissue Ablation, Intraarticular
A59017 | Medivators Reprocessing Systems | ENDODRY | CM04894 | Cabinets, Storage, Endoscope
BS30290 | GE Healthcare | CARESCAPE Respiratory Module E-sCO | SGV2031177HA | Physiologic Monitor Modules, Anesthetic Gas
BN23326 | Ohio Medical Corporation | Intermittent/Continuous Vacuum Regulator | Gfhf14671 | Regulators, Suction
BN27219 | Ohio Medical Corporation | Intermittent/Continuous Vacuum Regulator | Gfhf14631 | Regulators, Suction
B325211 | GE Healthcare | CARESCAPE PDM Patient Data Module | Sa317260275sa | Physiologic Monitor Modules, Multiparameter
| Stryker Endoscopy Div Stryker Corp | PneumoClear | 2101CE0189 | Insufflators, Laparoscopic
BS21926 | Stryker CORP SURGICAL DIV | Visum LED II | 174779 | Lights, Surgical
BN12774 | Ohio Medical Corporation | Intermittent/Continuous Vacuum Regulator | GFFM04851 | Regulators, Suction
bs30375 | Olympus America | CV-190 | 7050062 | Image Processors, Video, Endoscopy
BS30308 | GE Healthcare | CARESCAPE Monitor B650 | 520293069SA | Monitoring Systems, Physiologic
| Sony Electronics Inc Medical Systems Div | UP-DR80MD | 746822 | Printers, Video
| Stryker Instruments Div Stryker Corp | Neptune 2 Docking Station | 2003129733 | Waste-Disposal Units, Liquid
BS18788 | 3M Health Care | Bair Hugger 775 | 72174 | Warming Units, Patient, Forced-Air
163679 | Stryker Corp Medical Div | 4K Surgical Display | SV7320D0323 | Monitors, Video
BS18775 | 3M Health Care | Bair Paws Model 875 | 51889 | Warming Units, Patient, Forced-Air
163678 | Stryker Corp Medical Div | 4K Surgical Display | SV7320D0251 | Monitors, Video
B41120 | Stryker CORP SURGICAL DIV | Visum LED II | 100000000073841 | Lights, Surgical
BS30307 | GE Healthcare | CARESCAPE Respiratory Module E-sCO | SGV20291766HA | Physiologic Monitor Modules, Anesthetic Gas
BN28843 | Datex-Ohmeda | E-MINIC-00 | 8502440 | MONITORS, BEDSIDE, RESPIRATION, EXHALED CARBON DIO
B28074 | Stryker Endoscopy Div Stryker Corp | SDP1000 | 93205 | Printers, Video
BN23157 | Ohio Medical Corporation | Intermittent/Continuous Vacuum Regulator | GFHF14643 | Regulators, Suction
A59019 | Medivators Reprocessing Systems | ENDODRY | CM04892 | Cabinets, Storage, Endoscope
BS31583 | Zimmer Inc Patient Care Div | ATS 4000 | 402001020018 | Tourniquets, Pneumatic
BN23348 | Ohio Medical Corporation | Intermittent/Continuous Vacuum Regulator | Gfhf14642 | Regulators, Suction
BN25734 | GE Healthcare | CARESCAPE PDM Patient Data Module | SA314055653GA | Physiologic Monitor Modules, Multiparameter
B10385 | Welch Allyn Inc | SureTemp Plus 690 | NSN | Thermometers, Electronic, Thermistor/Thermocouple, Patient
BS30268 | GE Healthcare | CARESCAPE ONE | A202901345A | Monitors, Physiologic, Multipurpose, Bedside, Modular
BS30299 | GE Healthcare | CARESCAPE Respiratory Module E-sCO | SGV20311192HA | Physiologic Monitor Modules, Anesthetic Gas
BN28727 | Olympus America | OEV-191 | 7501575 | Monitors, Video
BN23321 | Ohio Medical Corporation | Intermittent/Continuous Vacuum Regulator | Gfhf14668 | Regulators, Suction
BS30100 | Zoll Medical Corp | R Series PLUS | AF19A090759 | Defibrillators, External, Automated
BS30281 | GE Healthcare | CARESCAPE Respiratory Module E-sCO | SGV20311289HA | Physiologic Monitor Modules, Anesthetic Gas
BS25231 | Medtronic Inc | Valleylab FT10 | T7H18603DX | Electrosurgical Units, Monopolar/Bipolar
A59009 | Carl Zeiss Inc | TIVATO 700 | 6643144655 | Microscopes, Light, Operating
B28067 | Stryker Corp Medical Div | 32" 4K Surgical Display | SV7320D0307 | Monitors, Video
BN25808 | Olympus America | UCR | 7321265 | Insufflators, Endoscopic
| Welch Allyn Inc | SureTemp Plus 690 | nsn | Thermometers, Electronic
BS30285 | GE Healthcare | CARESCAPE Monitor B650 | 520293063SA | Monitoring Systems, Physiologic
BS23952 | GE Healthcare | CARESCAPE PDM Patient Data Module | SA315483023SA | Physiologic Monitor Modules, Multiparameter
BS34768 | Medtronic Inc | Situate Detection Console 200X | X19KEF | Sponge Detectors, Surgical, Radiofrequency
BN13303 | STERIS Corp | Amsco QDJ Series | 0431102040 | Warming Units, Multipurpose
BN23258 | Stryker Instruments Div Stryker Corp | 26" VisionPro SYNK Monitor | SVP264A0009 | Monitors, Video
B41709 | Ambu | aView 2 Advance Monitor | A221050006 | Monitors, Video
| Welch Allyn Inc | SureTemp Plus 690 | 14202335 | Thermometers, Electronic
B10380 | Welch Allyn Inc | SureTemp Plus 690 | NSN | Thermometers, Electronic, Thermistor/Thermocouple, Patient
BS18780 | 3M Health Care | Bair Paws Model 875 | 51909 | Warming Units, Patient, Forced-Air
| Welch Allyn Inc | SureTemp Plus 692 | NSN | Thermometers, Electronic
| Medivators Reprocessing Systems | Scope Buddy Plus | 13123527 | Washer/Decontamination Units, Endoscopic Channel Flushing
| GE Healthcare | CARESCAPE Gateway | SPV20301974SA | Data Interface Units, Physiologic Monitor/Information System
BN23333 | Ohio Medical Corporation | Intermittent/Continuous Vacuum Regulator | GFHF14656 | Regulators, Suction
BN27751 | Olympus America | CV-190 | 7503704 | Image Processors, Video, Endoscopy
| Exergen Corporation | TemporalScanner TAT-5000 | A946617 | Thermometers, Electronic, Infrared, Skin
BN21706 | Welch Allyn Inc | CE0050 | 110225088 | Sphygmomanometers, Aneroid
BS23925 | GE Healthcare | CARESCAPE Monitor B650 | SK415491284HA | Monitoring Systems, Physiologic
A57256 | Erbe USA Inc | VIO 3 | 11579019 | Electrosurgical Units, Monopolar/Bipolar
BS23940 | GE Healthcare | CARESCAPE PDM Patient Data Module | SA315493142SA | Physiologic Monitor Modules, Multiparameter
BS18756 | 3M Health Care | Bair Paws Model 875 | 51881 | Warming Units, Patient, Forced-Air
BS33080 | Smiths Medical | paraPAC Plus | 1501258 | Ventilators, Transport
| Welch Allyn Inc | SureTemp Plus 692 | NSN | Thermometers, Electronic
B10331 | Welch Allyn Inc | SureTemp Plus 690 | NSN | Thermometers, Electronic, Thermistor/Thermocouple, Patient
BS23949 | GE Healthcare | CARESCAPE PDM Patient Data Module | SA315493182SA | Physiologic Monitor Modules, Multiparameter
| KARL STORZ | Image 1 S Connect II | 0M874634-P | Video Systems, Endoscopic
BS23908 | GE Healthcare | CARESCAPE Monitor B650 | SK415491334HA | Monitoring Systems, Physiologic
BS23919 | GE Healthcare | CARESCAPE Monitor B650 | SK415491283HA | Monitoring Systems, Physiologic
B36042 | De Soutter Medical | CLEANCAST CC7 | 22/052966 | Saws, Cast, Electric, Oscillating
bs-31727 | Mass. | ENDOSCOPE DRYING CABINET | 35457 | Dryers
BS23914 | GE Healthcare | CARESCAPE Monitor B650 | SK415491313HA | Monitoring Systems, Physiologic
BN23340 | Ohio Medical Corporation | Intermittent/Continuous Vacuum Regulator | 167735 | Regulators, Suction
BN27235 | Rennco, LLC | Lift Seal Heat Sealer 18 LS | 515-181-7385 | Package Sealers
B41125 | Stryker CORP SURGICAL DIV | Visum LED II | 100000000072148 | Lights, Surgical
BN27750 | Olympus America | OEV-262H | 7521181 | Monitors, Video
| 3M Health Care | Bair Paws Model 875 | 063782 | Warming Units, Patient, Forced-Air
B32839 | Stryker Instruments Div Stryker Corp | CORE 2 Console | 2032800069 | Power Systems, Electromechanical, Surgery
BS23906 | GE Healthcare | CARESCAPE Monitor B650 | SK415491279HA | Monitoring Systems, Physiologic
BN13295 | AMD Technologies Inc | VARI VUE | 185479 | View Boxes, X-Ray
BS23929 | GE Healthcare | CARESCAPE Monitor B650 | SK415491275HA | Monitoring Systems, Physiologic
BS30242 | Stryker CORP SURGICAL DIV | Neptune 3 Ultra Rover | 2002802953 | Waste-Disposal Units, Liquid
BN21708 | Welch Allyn Inc | CE0050 | 159532 | Sphygmomanometers, Aneroid
| HOLOGIC INC | NovaSure RF Controller | 33218B23D0 | Radiofrequency Therapy Systems, Tissue Ablation, Endometrial
BS30272 | GE Healthcare | CARESCAPE Respiratory Module E-sCO | SGV20311087HA | Physiologic Monitor Modules, Anesthetic Gas
| Erbe USA Inc | APC 3 Argon Plasma Coagulator | 11579011 | Gas Delivery Units, Argon-Enhanced Coagulation
BN27493 | Olympus America | EVIS Exera III | 7551998 | Video Systems, Endoscopic
Bn13631 | AMD Technologies Inc | VARI VUE | 158961 | View Boxes, X-Ray
Bn20700 | Welch Allyn Inc | 5002 Stand-On Scale | 5002-20303 | Scales, Patient, Floor
B10558 | Datex-Ohmeda | NMT Module | 6020708 | Physiologic Monitor Modules, Multiparameter
BS23904 | GE Healthcare | CARESCAPE Monitor B650 | SK415491315HA | Monitoring Systems, Physiologic
BS18765 | 3M Health Care | Bair Paws Model 875 | 51823 | Warming Units, Patient, Forced-Air
| Welch Allyn Inc | SureTemp Plus 690 | NSN | Thermometers, Electronic
BN21704 | GE Healthcare | CARESCAPE Monitor B650 | 159571 | Monitoring Systems, Physiologic
| Allied Healthcare Products, Inc. | G180 OptiVac | NSN | Aspirators, Airway
BS30314 | Stryker Corp Medical Div | 1688 AIM Camera Head | 20E528784 | Cameras, Video, Endoscope
| Welch Allyn Inc | SURETEMP PLUS | 20369350 | Thermometers
163670 | Stryker Endoscopy Div Stryker Corp | SYNK Wireless Transmitter | 22E553394 | Video Systems
| MASS MEDICAL STORAGE | Secure-A-Scope | 38761 | Cabinets, Storage, Endoscope
BN23331 | Ohio Medical Corporation | Intermittent/Continuous Vacuum Regulator | Gfhf14655 | Regulators, Suction
BN22099 | Medivators Reprocessing Systems | Veriscan LT | 201111000723 | Testers, Endoscope, Leak/Fluid Detection
BS30239 | Stryker CORP SURGICAL DIV | Neptune 3 Ultra Rover | 2003612293 | Waste-Disposal Units, Liquid
BS23959 | GE Healthcare | CARESCAPE PDM Patient Data Module | SA315482594SA | Physiologic Monitor Modules, Multiparameter
BN27752 | Olympus America | CLV-190 | 7551988 | Light Sources, Rigid Endoscope/Multipurpose, Fiberoptic Cable
| Welch Allyn Inc | SureTemp Plus 690 | nsn | Thermometers, Electronic
B41112 | Alcon Laboratories Inc | CENTURION Vision System | 2101360601X | Phacoemulsification Units, Cataract Extraction
BS25232 | Medtronic Inc | Valleylab FT10 | T7H18611DX | Electrosurgical Units, Monopolar/Bipolar
BS23076 | Ohio Medical Corporation | Intermittent/Continuous Vacuum Regulator | GFHF14683 | Regulators, Suction
BS18772 | 3M Health Care | Bair Paws Model 875 | 51818 | Warming Units, Patient, Forced-Air
BS30240 | Stryker CORP SURGICAL DIV | Neptune 3 Ultra Rover | 2002415693 | Waste-Disposal Units, Liquid
| STERIS Corp | InnoWave Eco | 1125 04842 03 | Washers, Labware/Surgical Instrument, Ultrasonic
BN23319 | Ohio Medical Corporation | Intermittent/Continuous Vacuum Regulator | GFHF14672 | Regulators, Suction
| Rennco, LLC | Lift Seal Heat Sealer 18 LS | 0925-181-11876 | Package Sealers
BS23905 | GE Healthcare | CARESCAPE Monitor B650 | SK415491285HA | Monitoring Systems, Physiologic
B32819 | Stryker Corp Medical Div | 4K Surgical Display | SV73200D0319 | Monitors, Video
| KARL STORZ | Autocon III | 40107253 | Electrosurgical Units, Monopolar/Bipolar
B11064 | GE Healthcare | Unity Network ID | SPE17370025SA | Data Interface Units, Physiologic Monitor/Information System
bs30271 | GE Healthcare | CARESCAPE Respiratory Module E-sCO | SGV20301832HA | Physiologic Monitor Modules, Anesthetic Gas
A57255 | Erbe USA Inc | VIO 3 | 11579021 | Electrosurgical Units, Monopolar/Bipolar
BN24510 | Stryker Instruments Div Stryker Corp | 26" VisionPro SYNK Monitor | 14D029864 | Monitors, Video
BS30269 | GE Healthcare | CARESCAPE Monitor B650 | 520293044SA | Monitoring Systems, Physiologic
BS30243 | Stryker CORP SURGICAL DIV | Neptune 3 Ultra Rover | 2003709803 | Waste-Disposal Units, Liquid
| Welch Allyn Inc | SureTemp Plus 692 | NSN | Thermometers, Electronic
BS23909 | GE Healthcare | CARESCAPE Monitor B650 | SK415491267HA | Monitoring Systems, Physiologic
BN21709 | Welch Allyn Inc | CE0050 | 178667 | Sphygmomanometers, Aneroid
B10737 | Stryker Instruments Div Stryker Corp | 26" VisionPro SYNK Monitor | SVP264A0013 | Monitors, Video
BS30273 | GE Healthcare | CARESCAPE Monitor B650 | 520303020SA | Monitoring Systems, Physiologic
166381 | Modular Services Co. | Stratus | 166381 | Service Columns, Prefabricated
BN21703 | Welch Allyn Inc | CE0050 | 110226087 | Sphygmomanometers, Aneroid
B10475 | GE Medical Systems | CARESCAPE CENTRAL STATION MAI700 | SKN20310106SA | Monitoring Systems
BN20893 | Olympus America | OEV-191 | 7616368 | Monitors, Video
B32815 | Stryker Corp Medical Div | 32" 4K Surgical Display | SV7320D0320 | Monitors, Video
B28063 | 3M Health Care | Bair Hugger 775 | 185263 | Warming Units, Patient, Forced-Air
BS23902 | GE Healthcare | CARESCAPE Monitor B650 | SK415491282HA | Monitoring Systems, Physiologic
A59012 | Avanos | CRG-ADVANCED COOLIEF | STZ24092-014 | Radiofrequency Therapy Systems, Tissue Ablation, Nerve Fiber
| Allied Healthcare Products, Inc. | G180 OptiVac | NSN | Aspirators, Airway
| Allied Healthcare Products, Inc. | G180 OptiVac | NSN | Aspirators, Airway
| Allied Healthcare Products, Inc. | G180 OptiVac | NSN | Aspirators, Airway
B23467 | Modular Services Co. | Stratus | B23467 | Service Columns, Prefabricated
BS23941 | GE Healthcare | CARESCAPE PDM Patient Data Module | SA315483075SA | Physiologic Monitor Modules, Multiparameter
BN27218 | Ohio Medical Corporation | Intermittent/Continuous Vacuum Regulator | CFHF14661 | Regulators, Suction
BS18695 | Zimmer Inc Patient Care Div | ATS 4000 | 401504210019 | Tourniquets, Pneumatic
BS25233 | Medtronic Inc | Valleylab FT10 | T7H18602DX | Electrosurgical Units, Monopolar/Bipolar
BS30292 | GE Healthcare | CARESCAPE ONE | 20280316SA | Monitors, Physiologic, Multipurpose, Bedside, Modular
BS30119 | Zoll Medical Corp | R Series PLUS | AF18L090329 | Defibrillators, External, Automated
bn28847 | Datex-Ohmeda | E-MINIC-00 | 8502756 | MONITORS, BEDSIDE, RESPIRATION, EXHALED CARBON DIO
BS30326 | Stryker Endoscopy Div Stryker Corp | L11 AIM | 20E535924 | Light Sources
BS23951 | GE Healthcare | CARESCAPE PDM Patient Data Module | SA315483061SA | Physiologic Monitor Modules, Multiparameter
B28064 | 3M Health Care | Bair Paws Model 875 | 84022 | Warming Units, Patient, Forced-Air
B10186 | WEG Surgical Solutions | WEG Warmer | R-N-10051 | Warming Units, Irrigation Fluids
B28068 | 3M Health Care | Bair Hugger 775 | 184077 | Warming Units, Patient, Forced-Air
BS23967 | GE Healthcare | CARESCAPE PDM Patient Data Module | SA315493194SA | Physiologic Monitor Modules, Multiparameter
163672 | Stryker Endoscopy Div Stryker Corp | SYNK Wireless Transmitter | 21L529094 | Video Systems
| Welch Allyn Inc | SureTemp Plus 692 | NSN | Thermometers, Electronic
BS30192 | Medivators Reprocessing Systems | ADVANTAGE PLUS | 13100770 | Disinfectors, Liquid Germicide, Flexible Endoscope
| Stryker Endoscopy Div Stryker Corp | L11 AIM | 19H585674 | Light Sources
BS15224 | STERIS Corp | Amsco Century V-120 | 012800217 | Sterilizing Units, Steam
BS25230 | Medtronic Inc | Valleylab FT10 | T7H18237DX | Electrosurgical Units, Monopolar/Bipolar
| Stryker Endoscopy Div Stryker Corp | PneumoClear | 1710CE0560 | Insufflators, Laparoscopic
bn28848 | Datex-Ohmeda | E-MINIC-00 | 8502475 | MONITORS, BEDSIDE, RESPIRATION, EXHALED CARBON DIO
| Allied Healthcare Products, Inc. | G180 OptiVac | NSN | Aspirators, Airway
BS23924 | GE Healthcare | CARESCAPE Monitor B650 | SK415491288HA | Monitoring Systems, Physiologic
| Olympus America | CF-HQ190L | 2874210 | Colonoscopes, Video
| Olympus America | CF-HQ190L | 2085235 | Colonoscopes, Video
| Olympus America | CF-HQ190L | 2085237 | Colonoscopes, Video
| Olympus America | CF-HQ190L | 2085249 | Colonoscopes, Video
| Olympus America | CF-HQ190L | 2085168 | Colonoscopes, Video
B41129 | Stryker CORP SURGICAL DIV | Visum LED II | 100000000072569 | Lights, Surgical
BN27221 | Ohio Medical Corporation | Intermittent/Continuous Vacuum Regulator | CFFF3000 | Regulators, Suction
| Medtronic Inc | StealthStation S8 | N31045938 | Stereotactic Systems, Image-Guided, Surgical, Multiprocedure
BN23335 | Ohio Medical Corporation | Intermittent/Continuous Vacuum Regulator | Gfhf14651 | Regulators, Suction
BN27756 | Olympus America | CLV-190 | 7551987 | Light Sources, Rigid Endoscope/Multipurpose, Fiberoptic Cable
BS18757 | 3M Health Care | Bair Paws Model 875 | 51815 | Warming Units, Patient, Forced-Air
| Olympus America | CF-HQ190L | 2085217 | Colonoscopes, Video
| Olympus America | CF-HQ190L | 2085144 | Colonoscopes, Video
BS23945 | GE Healthcare | CARESCAPE PDM Patient Data Module | SA315493191SA | Physiologic Monitor Modules, Multiparameter
B10235 | Welch Allyn Inc | SureTemp Plus 690 | NSN | Thermometers, Electronic, Thermistor/Thermocouple, Patient
BS32033 | Welch Allyn Inc | ELI 280 | 119450001609 | Electrocardiographs, Multichannel, Interpretive
BS18769 | 3M Health Care | Bair Paws Model 875 | 51826 | Warming Units, Patient, Forced-Air
BN23358 | STERIS Corp | Amsco QDJ Series | 424511015 | Warming Units, Multipurpose
| Olympus America | OEP-5 | A100252 | Printers, Video
bs27865 | Erbe USA Inc | APC 2 | 11466999 | Electrosurgical Units, Monopolar, Argon-Enhanced Coagulation
BS30280 | GE Healthcare | CARESCAPE ONE | A20290149SA | Monitors, Physiologic, Multipurpose, Bedside, Modular
BS30132 | Zoll Medical Corp | R Series PLUS | AF18L090316 | Defibrillators, External, Automated
BN23341 | Welch Allyn Inc | SureTemp Plus 690 | 11362285 | Thermometers, Electronic
BN21715 | Welch Allyn Inc | 5002 Stand-On Scale | 5002-20304 | Scales, Patient, Floor
B28077 | 3M Health Care | Bair Hugger 775 | 127899 | Warming Units, Patient, Forced-Air
| Welch Allyn Inc | SureTemp Plus 692 | NSN | Thermometers, Electronic
BS23068 | Ohio Medical Corporation | Intermittent/Continuous Vacuum Regulator | GFHF14664 | Regulators, Suction
BN21705 | Welch Allyn Inc | CE0050 | 159575 | Sphygmomanometers, Aneroid
| Welch Allyn Inc | SureTemp Plus 692 | NSN | Thermometers, Electronic
BS21632 | STERIS Corp | Amsco 400 Series 16 | 0311812-15 | Sterilizing Units, Steam
BS27860 | STERIS Corp | Amsco 400 Series | 031721901 | Sterilizing Units, Steam
BN25809 | Olympus America | UCR | 7321289 | Insufflators, Endoscopic
BS30279 | GE Healthcare | CARESCAPE Monitor B650 | SNS20293048SA | Monitoring Systems, Physiologic
| Welch Allyn Inc | Tycos 509 | 22196563 | Sphygmomanometers, Aneroid
BS30311 | Stryker Endoscopy Div Stryker Corp | CONNECTED OR HUB | 19K590214 | Information Systems, Picture Archiving/Communication, Endoscopy
| GE Healthcare | NMT Module | 6020652 | Physiologic Monitor Modules, Multiparameter
| Welch Allyn Inc | SureTemp Plus 690 | nsn | Thermometers, Electronic
| Welch Allyn Inc | SureTemp Plus 692 | NSN | Thermometers, Electronic
| Medtronic Inc | Situate Detection Console 200X | X23KWP | Sponge Detectors, Surgical, Radiofrequency
BN28829 | Stryker Endoscopy Div Stryker Corp | Crossfire 2 | 16H513894 | Radiofrequency Therapy Systems, Tissue Ablation, Intraarticular
BN11058 | Welch Allyn Inc | 767 Wall Transformer | NSN | Transformers, Constant Voltage
| KARL STORZ | Image 1 S 4U-Link | PM876710-P | Image Processors, Video, Endoscopy
BS18773 | 3M Health Care | Bair Paws Model 875 | 51902 | Warming Units, Patient, Forced-Air
Bs13732 | Stryker Instruments Div Stryker Corp | TPS Console | 0622700013 | Handpieces, Surgical
| Welch Allyn Inc | SureTemp Plus 690 | nsn | Thermometers, Electronic
B10164 | Medtronic Inc | Valleylab FT10 | T2A53357DX | Electrosurgical Units, Monopolar/Bipolar
B41126 | Stryker CORP SURGICAL DIV | Visum LED II | 100000000073840 | Lights, Surgical
BS33312 | GE Healthcare | CARESCAPE PDM Patient Data Module | SPX19310703SA | Physiologic Monitor Modules, Multiparameter
BS27864 | SKYTRON | 3602 UltraSlide | SUC-20182-0582 | Tables, Operating
| Welch Allyn Inc | SureTemp Plus 692 | 2119421111 | Thermometers, Electronic
BS30287 | GE Healthcare | CARESCAPE Respiratory Module E-sCO | SGV20311216HA | Physiologic Monitor Modules, Anesthetic Gas
| KARL STORZ | POWER LED RUBINA | XN07218 | Light Sources
| Hettich Instruments, LP. | EBA 280S | 0001029-05 | Centrifuges, Tabletop, Low-Speed, Nonrefrigerated
| Welch Allyn Inc | Connex Spot Monitor | 100007912524 | Monitors, Physiologic, Vital Signs
| Scale-Tronix Inc | 6702 Wheelchair Scale | U107227232185 | Scales, Patient, Wheelchair
BS31733 | Welch Allyn Inc | Connex Spot Monitor | 100070831421 | Monitors, Physiologic, Vital Signs
157069 | Welch Allyn Inc | Connex Spot Monitor | 21100000144521 | Monitors, Physiologic, Vital Signs
| Philips Medical Systems Cardiac and Monitoring Syste | HeartStart FRx | B14B-01515 | Defibrillators, External, Automated
B32844 | Welch Allyn Inc | ELI 280 | 122290001236 | Electrocardiographs, Multichannel, Interpretive
| Seca Corp | seca 777 | 10000001682165 | Scales, Patient, Floor
| Welch Allyn Inc | Connex Spot Monitor | 100000194521 | Monitors, Physiologic, Vital Signs
| Detecto - A Division of Cardinal Scale Manufacturing Co. | APEX-AC | E35019-0117 | Scales, Patient, Floor
| Detecto - A Division of Cardinal Scale Manufacturing Co. | APEX-AC | E22124-0093 | Scales, Patient, Floor
190487 | Midmark Corp | Ritter 225 | V2516985 | Tables, Examination/Treatment, Adjustable
Bn11068 | Welch Allyn Inc | 767 Wall Transformer | 195886 | Transformers, Constant Voltage
BN11072 | Welch Allyn Inc | 767 Wall Transformer | 195881 | Transformers, Constant Voltage
BN11060 | Welch Allyn Inc | 767 Wall Transformer | 195864 | Transformers, Constant Voltage
BN29541 | Mindray | V11-3WS | LDL7C006052 | Transducers, Ultrasonic
| Welch Allyn Inc | Exam Light III | 195888 | Lights, Examination
Bs24370 | Summit Doppler Systems, Inc. | LifeDop 350R | 2017050017 | Detectors, Fetal Heart, Ultrasonic
BN17828 | CooperSurgical, Inc. | ClearTone | CC007520 | Detectors, Fetal Heart, Ultrasonic
BS21667 | Welch Allyn Inc | Connex Vital Signs Monitor 6000 Series | 103000981412 | Monitors, Physiologic, Vital Signs
BS11137 | Physio-Control a division of Stryker | LIFEPAK 500 | 31245046 | Defibrillators, External, Automated
BN18167 | Midmark Corp | Midmark 622 | V670786 | Tables, Examination/Treatment, Adjustable
BS21668 | Welch Allyn Inc | Connex Vital Signs Monitor 6000 Series | 103001011412 | Monitors, Physiologic, Vital Signs
BS0529 | Leisegang Medical Inc | OptiK Model 2 | 42298 | Colposcopes
| Welch Allyn Inc | Exam Light III | NSN | Lights, Examination
BN25823 | Seca Corp | seca 769 | 57693221-39939 | Scales, Patient, Floor
Bn20270 | Midmark | Ritter 204 | V652892 | Tables, Examination/Treatment, Adjustable
Bn30842 | Seca Corp | seca 769 | 5769298161376 | Scales, Patient, Floor
Bn18158 | Midmark | Ritter 204 | V652934 | Tables, Examination/Treatment, Adjustable
bn25351 | Welch Allyn Inc | Tycos 509 | 110181584 | Sphygmomanometers, Aneroid
BN15585 | Welch Allyn Inc | Exam Light III | 195845 | Lights, Examination
BN20266 | Welch Allyn Inc | Tycos 509 | 061211201853 | Sphygmomanometers, Aneroid
| Summit Doppler Systems, Inc. | Summit Doppler Life Dop | 2015050147 | Detectors, Blood Flow/Fetal Heart, Ultrasonic
BN15606 | Welch Allyn Inc | Exam Light III | No SN | Lights, Examination
BS31719 | CooperSurgical, Inc. | LifeDop 250 | 2021030106 | Detectors, Blood Flow, Ultrasonic
BN11062 | Welch Allyn Inc | 767 Wall Transformer | NSN | Transformers, Constant Voltage
BS21549 | Leisegang Medical Inc | OptiK Model 2 | 08-58416 | Colposcopes
| Seca Corp | seca 777 | 10000001368489 | Scales, Patient, Floor
BN21345 | Midmark Corp | Ritter 204 | V787062 | Tables, Examination/Treatment, Adjustable
BS21670 | Welch Allyn Inc | Connex Vital Signs Monitor 6000 Series | 103001001412 | Monitors, Physiologic, Vital Signs
Bn18160 | Midmark Corp | Ritter 204 | V652921 | Tables, Examination/Treatment, Adjustable
Bs24372 | Summit Doppler Systems, Inc. | LifeDop 350R | 2017050072 | Detectors, Fetal Heart, Ultrasonic
Bn25616 | Welch Allyn Inc | Green Series Exam Light IV | 195879 | Lights, Examination
BN20271 | Kenmore | Kenmore Refrigerator | 030806197 | Refrigerators, Food
BN11063 | Welch Allyn Inc | 767 Wall Transformer | 195837 | Transformers, Constant Voltage
BN3153 | Welch Allyn Inc | 767 Wall Transformer | 195877 | Transformers, Constant Voltage
Bn23088 | Midmark | Ritter 204 | V577073 | Tables, Examination/Treatment, Adjustable
BS23194 | CooperSurgical, Inc. | LEEP Precision | 2015080010 | Electrosurgical Units, Monopolar
BN18709 | Midmark Corp | Midmark 622 | V6707631 | Tables, Examination/Treatment, Adjustable
Bn25346 | Welch Allyn Inc | Tycos 509 | 110182140 | Sphygmomanometers, Aneroid
BN22013 | Welch Allyn Inc | Green Series Exam Light IV | 111118 | Lights, Examination
| Welch Allyn Inc | Exam Light III | NSN | Lights, Examination
Bs24371 | Summit Doppler Systems, Inc. | LifeDop 350R | 2017050013 | Detectors, Fetal Heart, Ultrasonic
BN11065 | Welch Allyn Inc | 767 Wall Transformer | 195891 | Transformers, Constant Voltage
bn25347 | Welch Allyn Inc | Tycos 509 | 110181690 | Sphygmomanometers, Aneroid
Bn18702 | Midmark | Ritter 204 | V625155 | Tables, Examination/Treatment, Adjustable
BN25364 | Welch Allyn Inc | Tycos 509 | 061211202735 | Sphygmomanometers, Aneroid
BN25353 | Welch Allyn Inc | Tycos 509 | 0106060105 | Sphygmomanometers, Aneroid
bn25345 | Welch Allyn Inc | Tycos 509 | 0106052381 | Sphygmomanometers, Aneroid
Bn18161 | Midmark | Ritter 204 | V652926 | Tables, Examination/Treatment, Adjustable
BN16826 | Welch Allyn Inc | Exam Light III | NSN | Lights, Examination
159825 | Welch Allyn Inc | Green Series Exam Light IV | 159825 | Lights, Examination
BN25350 | Welch Allyn Inc | Tycos 509 | 110182135 | Sphygmomanometers, Aneroid
BN21114 | Welch Allyn Inc | 767 Wall Transformer | 195840 | Transformers, Constant Voltage
BN20265 | Welch Allyn Inc | Tycos 509 | 061211180114 | Sphygmomanometers, Aneroid
BN25352 | Welch Allyn Inc | Tycos 509 | 110182001 | Sphygmomanometers, Aneroid
BN29539 | Mindray | V11-3WS | LDL7C006232 | Transducers, Ultrasonic
BN29542 | Mindray | C5-2s | 9KD81053245 | Transducers, Ultrasonic
BN25349 | Welch Allyn Inc | Tycos 509 | 110182199 | Sphygmomanometers, Aneroid
| Seca Corp | seca 777 | 10000001617932 | Scales, Patient, Floor
BN11071 | Welch Allyn Inc | 767 Wall Transformer | 195833 | Transformers, Constant Voltage
BN20171 | Welch Allyn Inc | Exam Light III | 195842 | Lights, Examination
BS23673 | Siemens Healthcare | CLINITEK Status | 261730 | Analyzers, Laboratory, Urine, Semiautomated
BS32037 | Welch Allyn Inc | ELI 280 | 119450001605 | Electrocardiographs, Multichannel, Interpretive
BN13623 | Welch Allyn Inc | SureTemp 767 | 167838 | Thermometers, Electronic
BN20294 | Welch Allyn Inc | Tycos 509 | 050423120557 | Sphygmomanometers, Aneroid
BS21731 | Welch Allyn Inc | Connex Vital Signs Monitor 6000 Series | 103001090712 | Monitors, Physiologic, Vital Signs
BN21283 | Detecto - A Division of Cardinal Scale Manufacturing Co. | 758C | E13410-0153 | Scales, Patient, Floor
BN20275 | Welch Allyn Inc | Tycos 509 | 9707021872 | Sphygmomanometers, Aneroid
BN29396 | Midmark Corp | Ritter 223 | V986962 | Tables, Examination/Treatment, Adjustable
BN20174 | Welch Allyn Inc | 767 Wall Transformer | 159681 | Transformers, Constant Voltage
BN0143 | GF Health Products Inc. (Graham-Field) | HALUX | NSN | Lights, Examination
BN28773 | Welch Allyn Inc | SureTemp 767 | 05153333A | Thermometers, Electronic
| Welch Allyn Inc | Tycos 509 | 9707011866 | Sphygmomanometers, Aneroid
BN21467 | Welch Allyn Inc | Tycos 509 | 050422202425 | Sphygmomanometers, Aneroid
BS20456 | Welch Allyn Inc | Connex Vital Signs Monitor 6000 Series | 103000051813 | Monitors, Physiologic, Vital Signs
BN13598 | The Brewer Company | 15100 | 4880 | Lights, Examination
| Midmark Corp | Ritter 204 | V610797 | Tables, Examination/Treatment, Adjustable
BN24880 | Siemens Healthcare | CLINITEK Status | 217664 | Analyzers, Laboratory, Urine, Semiautomated
BN13585 | The Brewer Company | 15100 | 4881 | Lights, Examination
BN16727 | Welch Allyn Inc | 767 Wall Transformer | NSN | Transformers, Constant Voltage
BN17147 | Welch Allyn Inc | 767 Wall Transformer | NSN | Transformers, Constant Voltage
BN25052 | Seca Corp | seca 703 | 5703343126464 | Scales, Patient, Floor
| Midmark Corp | Ritter 204 | V2677104 | Tables, Examination/Treatment, Adjustable
B19009 | Reichert Ophthalmic Instruments Div | AL500 | 01999-0613 | Lensometers
BN20176 | Welch Allyn Inc | 767 Wall Transformer | 167751 | Transformers, Constant Voltage
| Detecto - A Division of Cardinal Scale Manufacturing Co. | 758C | E05305-0113 | Scales, Patient, Floor
BN28979 | Welch Allyn Inc | SureTemp 767 | 05153329A | Thermometers, Electronic
BS31732 | Welch Allyn Inc | Connex ProBP 3400 | 100006864620 | Recorders, Physiologic, Blood Pressure
BN23001 | Welch Allyn Inc | 767 Wall Transformer | 167257 | Transformers, Constant Voltage
BN20010 | Midmark Corp | Midmark 604 | V682393 | Tables, Examination/Treatment, Adjustable
| Midmark Corp | Ritter 204 | V2677157 | Tables, Examination/Treatment, Adjustable
BN18119 | Welch Allyn Inc | 767 Wall Transformer | NSN | Transformers, Constant Voltage
BN21118 | Welch Allyn Inc | 767 Wall Transformer | 167794 | Transformers, Constant Voltage
| Welch Allyn Inc | Tycos 509 | 080509150913 | Sphygmomanometers, Aneroid
Bn21078 | Welch Allyn Inc | 767 Wall Transformer | 195760 | Transformers, Constant Voltage
BN28815 | Welch Allyn Inc | SureTemp 767 | 04501105A | Thermometers, Electronic
| Welch Allyn Inc | 767 Integrated Diagnostic System | 169714 | Ophthalmoscope/Otoscope/Vital Signs Measuring Systems
BN0020 | Welch Allyn Inc | 767 Wall Transformer | NSN | Transformers, Constant Voltage
Bn21087 | Midmark | Ritter 204 | V762178 | Tables, Examination/Treatment, Adjustable
Bn28900 | Welch Allyn Inc | SureTemp 767 | 06089292A | Thermometers, Electronic
BN24629 | DeVilbiss Healthcare LLC | Pulmo-Aide | D7011684 | Nebulizers
Bn17166 | Drive DeVilbiss Healthcare Inc | Pulmo-Aide | H3866788 | Nebulizers
BN25054 | Seca Corp | seca 703 | 5703250121963 | Scales, Patient, Floor
BN16734 | Welch Allyn Inc | 767 Wall Transformer | 167796 | Transformers, Constant Voltage
| Midmark Corp | Ritter 204 | v2677099 | Tables, Examination/Treatment, Adjustable
| Seca Corp | seca 703 | 5703313120486 | Scales, Patient, Floor
| Welch Allyn Inc | 71670 Handle | NSN | Ophthalmoscope/Otoscope/Retinoscope Handles
| Midmark Corp | Ritter 204 | v2677058 | Tables, Examination/Treatment, Adjustable
BN23583 | Welch Allyn Inc | Tycos 509 | 9707011887 | Sphygmomanometers, Aneroid
B10901 | Midmark Corp | Ritter 204 | V610749 | Tables, Examination/Treatment, Adjustable
BN20827 | Welch Allyn Inc | 767 Wall Transformer | NSN | Transformers, Constant Voltage
Bn21113 | Welch Allyn Inc | Tycos 509 | 080513164041 | Sphygmomanometers, Aneroid
BN13605 | The Brewer Company | 15100 | 4874 | Lights, Examination
B19117 | Welch Allyn Inc | LS200 | 159665 | Lights, Examination
BN28767 | The Brewer Company | 15100 | 167780 | Lights, Examination
| Seca Corp | seca 374 | 10000001286357 | Scales, Infant
BN20870 | Welch Allyn Inc | Exam Light III | 177041 | Lights, Examination
BN20293 | Welch Allyn Inc | Tycos 509 | 050423120700 | Sphygmomanometers, Aneroid
B32835 | Braun Thermoscan | Braun ThermoScan | 732094317077 | Thermometers, Electronic, Infrared, Ear
| Midmark Corp | Ritter 222 | V1650207 | Tables, Examination/Treatment, Adjustable
BS21732 | Welch Allyn Inc | Connex Vital Signs Monitor 6000 Series | 103001080712 | Monitors, Physiologic, Vital Signs
BN28532 | Midmark Corp | Ritter 222 | V1680782 | Tables, Examination/Treatment, Adjustable
Bn21080 | Welch Allyn Inc | Tycos 509 | 080513171332 | Sphygmomanometers, Aneroid
BN28967 | Rice Lake Weighing Systems | H340-10-3 | 052510341383 | Scales, Patient
| Welch Allyn Inc | Tycos 509 | 9707022002 | Sphygmomanometers, Aneroid
BN20826 | Welch Allyn Inc | Tycos 509 | 050412220730 | Sphygmomanometers, Aneroid
BS20454 | Welch Allyn Inc | Connex Vital Signs Monitor 6000 Series | 103000041813 | Monitors, Physiologic, Vital Signs
BN21466 | Welch Allyn Inc | Tycos 509 | 050423120803 | Sphygmomanometers, Aneroid
BS24852 | Health-O-Meter Inc | Digital Pediatric Tray Scale | 5220004087 | Scales, Infant
| Midmark Corp | Ritter 204 | v2684612 | Tables, Examination/Treatment, Adjustable
BN21483 | Drive DeVilbiss Healthcare Inc | Pulmo-Aide | H3855067 | Nebulizers
BN2943 | Welch Allyn Inc | 767 Wall Transformer | NSN | Transformers, Constant Voltage
BN15778 | Drive DeVilbiss Healthcare Inc | Pulmo-Aide | H3851132 | Nebulizers
BN13601 | Welch Allyn Inc | 767 Wall Transformer | NSN | Transformers, Constant Voltage
BN24695 | Welch Allyn Inc | Wall Sphygmomanometer | 170609103615 | Sphygmomanometers, Aneroid
B19003 | Welch Allyn Inc | 767 Wall Transformer | NSN | Transformers, Constant Voltage
| Midmark Corp | Ritter 204 | v2677135 | Tables, Examination/Treatment, Adjustable
BS22772 | Welch Allyn Inc | Connex Vital Signs Monitor 6000 Series | 100002921614 | Monitors, Physiologic, Vital Signs
| Welch Allyn Inc | 767 Wall Transformer | 159720 | Transformers, Constant Voltage
BS24850 | Health-O-Meter Inc | Digital Pediatric Tray Scale | 5220004036 | Scales, Infant
| Welch Allyn Inc | SureTemp Plus 690 | 13261257 | Thermometers, Electronic
Bn21054 | Welch Allyn Inc | 767 Wall Transformer | NSN | Transformers, Constant Voltage
BN18617 | Welch Allyn Inc | 767 Wall Transformer | 167842 | Transformers, Constant Voltage
BN23789 | Welch Allyn Inc | Tycos 509 | 9707030333 | Sphygmomanometers, Aneroid
BN28761 | Welch Allyn Inc | Tycos 509 | 071210153759 | Sphygmomanometers, Aneroid
| Welch Allyn Inc | SureTemp Plus 690 | 08253576 | Thermometers, Electronic
BN21090 | Welch Allyn Inc | Tycos 509 | 080513170952 | Sphygmomanometers, Aneroid
BN13589 | The Brewer Company | 15100 | 4877 | Lights, Examination
| Welch Allyn Inc | Connex Spot Monitor | 100033841624 | Monitors, Physiologic, Vital Signs
BN28535 | Midmark Corp | Ritter 222 | V1668890 | Tables, Examination/Treatment, Adjustable
B32827 | Exergen Corporation | TemporalScanner TAT-5000 | A1205141 | Thermometers, Electronic, Infrared, Skin
BN28960 | Drive DeVilbiss Healthcare Inc | Pulmo-Aide | H3866946 | Nebulizers
| Midmark Corp | Ritter 222 | V1669047 | Tables, Examination/Treatment, Adjustable
BN24697 | Sonesta | Sonesta S3 | 12-00050 | Chairs, Examination/Treatment
BN2939 | Welch Allyn Inc | 767 Wall Transformer | 159700 | Transformers, Constant Voltage
| Welch Allyn Inc | Connex Spot Monitor | 100033771624 | Monitors, Physiologic, Vital Signs
BN13621 | The Brewer Company | 15100 | 4895 | Lights, Examination
| Welch Allyn Inc | Tycos 509 | 080513161200 | Sphygmomanometers, Aneroid
BN21062 | Detecto - A Division of Cardinal Scale Manufacturing Co. | 6745 Digital Infant Scale | E18309-0010 | Scales, Infant
Bn13624 | The Brewer Company | 15100 | 4882 | Lights, Examination
BN28814 | Midmark Corp | Ritter 204 | V762191 | Tables, Examination/Treatment, Adjustable
BS24482 | Welch Allyn Inc | Connex Vital Signs Monitor 6000 Series | 103000202311 | Monitors, Physiologic, Vital Signs
BN16731 | Welch Allyn Inc | 767 Wall Transformer | 159684 | Transformers, Constant Voltage
185552 | Huntleigh Healthcare | Dopplex D900 | 900LX18227922 | Detectors, Blood Flow, Ultrasonic
| Welch Allyn Inc | 767 Wall Transformer | 167859 | Transformers, Constant Voltage
BN16735 | Welch Allyn Inc | 767 Wall Transformer | NSN | Transformers, Constant Voltage
BN28776 | Welch Allyn Inc | SureTemp 767 | 05153334A | Thermometers, Electronic
BN18116 | Welch Allyn Inc | 767 Wall Transformer | NSN | Transformers, Constant Voltage
BN23580 | Welch Allyn Inc | Tycos 509 | 9707082024 | Sphygmomanometers, Aneroid
BN28897 | Welch Allyn Inc | SureTemp 767 | 05153323A | Thermometers, Electronic
BS22850 | Detecto - A Division of Cardinal Scale Manufacturing Co. | 6745 Digital Infant Scale | E16714-0049 | Scales, Infant
| Welch Allyn Inc | 767 Wall Transformer | 195783 | Transformers, Constant Voltage
BN23587 | Welch Allyn Inc | Tycos 509 | 9707031917 | Sphygmomanometers, Aneroid
BN28948 | Reichert Ophthalmic Instruments Div | Tono-Pen XL | 29852-0816 | Ophthalmic Tonometers, Applanation
BN21057 | Midmark Corp | Ritter 204 | V762096 | Tables, Examination/Treatment, Adjustable
| Midmark Corp | Ritter 204 | v2686077 | Tables, Examination/Treatment, Adjustable
B10914 | Midmark Corp | Ritter 204 | V610775 | Tables, Examination/Treatment, Adjustable
BN15491 | DeVilbiss Healthcare LLC | Pulmo-Aide | H3856656 | Nebulizers
B19132 | Welch Allyn Inc | 767 Wall Transformer | NSN | Transformers, Constant Voltage
Bn13583 | The Brewer Company | 15100 | 4900 | Lights, Examination
BS19655 | Welch Allyn Inc | Connex Vital Signs Monitor 6000 Series | 103000222311 | Monitors, Physiologic, Vital Signs
BN20295 | Welch Allyn Inc | Tycos 509 | 050422202321 | Sphygmomanometers, Aneroid
Bn21111 | Welch Allyn Inc | 767 Wall Transformer | 195806 | Transformers, Constant Voltage
166581 | Ohio Medical Corporation | PISA | 166581 | Regulators, Suction
| Welch Allyn Inc | Tycos 509 | 080509150139 | Sphygmomanometers, Aneroid
BN0023 | Welch Allyn Inc | 767 Wall Transformer | 167855 | Transformers, Constant Voltage
| Welch Allyn Inc | ELI 280 | 119450001608 | Electrocardiographs, Multichannel, Interpretive
BN20233 | Welch Allyn Inc | SureTemp Plus 690 | 08240400 | Thermometers, Electronic
BN20839 | Welch Allyn Inc | Tycos 509 | 050412230235 | Sphygmomanometers, Aneroid
BN28817 | Welch Allyn Inc | 767 Wall Transformer | NSN | Transformers, Constant Voltage
Bn21056 | Welch Allyn Inc | Tycos 509 | 080509154156 | Sphygmomanometers, Aneroid
BN28730 | Midmark Corp | Ritter 204 | V1733909 | Tables, Examination/Treatment, Adjustable
BN20288 | Welch Allyn Inc | Tycos 509 | 050111124304 | Sphygmomanometers, Aneroid
BN20024 | Midmark Corp | Midmark 604 | V636805 | Tables, Examination/Treatment, Adjustable
| Welch Allyn Inc | Connex Spot Monitor | 100033831624 | Monitors, Physiologic, Vital Signs
bs25525 | Exergen Corporation | TemporalScanner TAT-5000 | A856099 | Thermometers, Electronic, Infrared, Skin
BN23593 | Welch Allyn Inc | Tycos 509 | 9509301296 | Sphygmomanometers, Aneroid
BN20272 | Detecto - A Division of Cardinal Scale Manufacturing Co. | 758C | E29502-0049 | Scales, Patient, Floor
BN20229 | Welch Allyn Inc | SureTemp Plus 690 | 08253580 | Thermometers, Electronic
B44491 | Modular Services Co. | Stratus | 196822 | Service Columns, Prefabricated
Bs23088 | Welch Allyn Inc | Wall Sphygmomanometer | 160613221305 | Sphygmomanometers, Aneroid
BN2941 | Welch Allyn Inc | 767 Wall Transformer | NSN | Transformers, Constant Voltage
Bn20296 | Drive DeVilbiss Healthcare Inc | Pulmo-Aide | H3855081 | Nebulizers
BS19741 | Welch Allyn Inc | Connex Vital Signs Monitor 6000 Series | 103001003311 | Monitors, Physiologic, Vital Signs
BN20299 | Welch Allyn Inc | Tycos 509 | 050423120905 | Sphygmomanometers, Aneroid
| Zoll Medical Corp | AED Plus | X26B990357 | Defibrillators, External, Automated
BN28945 | Welch Allyn Inc | SureTemp 767 | 04490311A | Thermometers, Electronic
B10513 | Welch Allyn Inc | 767 Wall Transformer | 167790 | Transformers, Constant Voltage
BN16732 | Midmark Corp | Ritter 204 | V605369 | Tables, Examination/Treatment, Adjustable
| Welch Allyn Inc | 767 Wall Transformer | 159723 | Transformers, Constant Voltage
BS32036 | Welch Allyn Inc | ELI 280 | 119450001617 | Electrocardiographs, Multichannel, Interpretive
B10202 | Exergen Corporation | TemporalScanner TAT-5000 | A1036974 | Thermometers, Electronic, Infrared, Skin
| Midmark Corp | Ritter 204 | V2677081 | Tables, Examination/Treatment, Adjustable
B13796 | Welch Allyn Inc | Wall Sphygmomanometer | 080214123902 | Sphygmomanometers, Aneroid
Bn21073 | Midmark | Ritter 204 | V762188 | Tables, Examination/Treatment, Adjustable
BN21088 | Welch Allyn Inc | 767 Wall Transformer | NSN | Transformers, Constant Voltage
BN20859 | Midmark Corp | Ritter 204 | V610770 | Tables, Examination/Treatment, Adjustable
BN13595 | The Brewer Company | 15100 | 4876 | Lights, Examination
BN28533 | Midmark Corp | Ritter 222 | V1668423 | Tables, Examination/Treatment, Adjustable
A111850 | Welch Allyn Inc | 767 Wall Transformer | NSN | Transformers, Constant Voltage
BN21101 | Welch Allyn Inc | 767 Wall Transformer | NSN | Transformers, Constant Voltage
| Reichert Ophthalmic Instruments Div | Tono-Pen AVIA | 71772-0123 | Ophthalmic Tonometers, Applanation
BN23264 | PELSTAR, LLC | Eye-Level Digital Scale | 5000071324 | Scales, Patient, Floor
BN21469 | Welch Allyn Inc | Tycos 509 | 060413093024 | Sphygmomanometers, Aneroid
B36212 | Ohio Medical Corporation | Intermittent/Continuous Vacuum Regulator | GFFD18760 | Regulators, Suction
BN20004 | Midmark Corp | Midmark 604 | V682417 | Tables, Examination/Treatment, Adjustable
| Midmark Corp | Ritter 222 | V1669041 | Tables, Examination/Treatment, Adjustable
BN28772 | Welch Allyn Inc | SureTemp 767 | 05153328A | Thermometers, Electronic
BN21459 | Welch Allyn Inc | SureTemp Plus 690 | 08240514 | Thermometers, Electronic
BS32038 | Welch Allyn Inc | ELI 280 | 119450001589 | Electrocardiographs, Multichannel, Interpretive
BN20291 | Welch Allyn Inc | Tycos 509 | 050110234829 | Sphygmomanometers, Aneroid
| Midmark | Ritter 204 | V762184 | Tables, Examination/Treatment, Adjustable
| Welch Allyn Inc | Tycos 509 | 080509151027 | Sphygmomanometers, Aneroid
BS21404 | Precision Medical Inc | EasyGo Vac PM65 | 040538 | Aspirators, Airway
BN24945 | Titmus Optical Inc | Titmus i400 | i06962 | Analyzers, Physiologic, Visual Function
BS15465 | Philips Medical Systems Cardiac and Monitoring Syste | HeartStart FRx | B08E-02018 | Defibrillators, External, Automated
| Welch Allyn Inc | Braun ThermoScan PRO 6000 | 08015K00934 | Thermometers, Electronic, Infrared, Ear
BN28771 | Welch Allyn Inc | SureTemp 767 | 05153357A | Thermometers, Electronic
BN24870 | Welch Allyn Inc | 767 Wall Transformer | NSN | Transformers, Constant Voltage
| Welch Allyn Inc | 767 Wall Transformer | 195813 | Transformers, Constant Voltage
BN23784 | Welch Allyn Inc | Tycos 509 | 9707011682 | Sphygmomanometers, Aneroid
BN28974 | Reichert Ophthalmic Instruments Div | ClearChart 4 Digital Acuity System | 71799-118 | Projectors, Photographic Slide, Eye Chart
BN20289 | Welch Allyn Inc | Tycos 509 | 0408200235 | Sphygmomanometers, Aneroid
| Welch Allyn Inc | Connex Spot Monitor | 100033871624 | Monitors, Physiologic, Vital Signs
| Ambu | aView 2 Advance Monitor | A223090735 | Monitors, Video
| Welch Allyn Inc | 767 Wall Transformer | 195810 | Transformers, Constant Voltage
BN23786 | Welch Allyn Inc | Tycos 509 | 9707031623 | Sphygmomanometers, Aneroid
BN13347 | Olympic Medical Corp | Smart Scale Model 20 | 3662 | Scales, Infant
| Welch Allyn Inc | Connex Spot Monitor | 100058152321 | Monitors, Physiologic, Vital Signs
BN20734 | Titmus Optical Inc | Titmus i400 | I06961 | Analyzers, Physiologic, Visual Function
| Welch Allyn Inc | Connex Spot Monitor | 100016542624 | Monitors, Physiologic, Vital Signs
BS21555 | Welch Allyn Inc | Connex Vital Signs Monitor 6000 Series | 103001542313 | Monitors, Physiologic, Vital Signs
BN20840 | Welch Allyn Inc | Tycos 509 | 050412221023 | Sphygmomanometers, Aneroid
BN20180 | Welch Allyn Inc | 767 Wall Transformer | 159676 | Transformers, Constant Voltage
BN28768 | Welch Allyn Inc | SureTemp 767 | 05153336A | Thermometers, Electronic
BN21472 | Welch Allyn Inc | Tycos 509 | 050423120344 | Sphygmomanometers, Aneroid
BS33437 | THERMO SCIENTIFIC | Sorvall ST 16R | 42545245 | Centrifuges, Tabletop, High-Speed
Bn16714 | Ohio Medical Corporation | Intermittent/Continuous Vacuum Regulator | GFFM07284 | Regulators, Suction
B44482 | Modular Services Co. | Stratus | 196821 | Service Columns, Prefabricated
BN28537 | Midmark Corp | Ritter 222 | V1668897 | Tables, Examination/Treatment, Adjustable
BN21099 | Detecto - A Division of Cardinal Scale Manufacturing Co. | 758C | E17809-0013 | Scales, Patient, Floor
BS26824 | AMBCO | 650A | B16063 | Audiometers
BN20280 | Welch Allyn Inc | Tycos 509 | 9707032234 | Sphygmomanometers, Aneroid
BN13603 | The Brewer Company | 15100 | 4898 | Lights, Examination
Bn28899 | Welch Allyn Inc | SureTemp 767 | 05153319A | Thermometers, Electronic
BN20304 | Welch Allyn Inc | Tycos 509 | 060412231813 | Sphygmomanometers, Aneroid
| Philips Medical Systems Cardiac and Monitoring Syste | HeartStart FRx | B09G-00076 | Defibrillators, External, Automated
BN21082 | Midmark Corp | Ritter 204 | C762124 | Tables, Examination/Treatment, Adjustable
Bn21071 | Welch Allyn Inc | Tycos 509 | 080513150014 | Sphygmomanometers, Aneroid
B10916 | Welch Allyn Inc | 767 Wall Transformer | NSN | Transformers, Constant Voltage
BN13615 | Welch Allyn Inc | 767 Wall Transformer | NSN | Transformers, Constant Voltage
BN23594 | Welch Allyn Inc | Tycos 509 | 9707022007 | Sphygmomanometers, Aneroid
BS22416 | Welch Allyn Inc | Connex Vital Signs Monitor 6000 Series | 103002611414 | Monitors, Physiologic, Vital Signs
B19281 | Midmark | Ritter 204 | V610863 | Tables, Examination/Treatment, Adjustable
| Midmark Corp | Ritter 204 | V2686100 | Tables, Examination/Treatment, Adjustable
| Midmark Corp | Ritter 204 | V2677239 | Tables, Examination/Treatment, Adjustable
| Welch Allyn Inc | Tycos 509 | 080509171845 | Sphygmomanometers, Aneroid
Bn20297 | Midmark Corp | Midmark 630 | V107078 | Tables, Examination/Treatment, Adjustable
Bn13590 | Welch Allyn Inc | 767 Wall Transformer | 159728 | Transformers, Constant Voltage
Bn21095 | Midmark Corp | Ritter 204 | V762193 | Tables, Examination/Treatment, Adjustable
BN20874 | Welch Allyn Inc | Tycos 509 | 050412224455 | Sphygmomanometers, Aneroid
BN21063 | Midmark Corp | Ritter 204 | V762186 | Tables, Examination/Treatment, Adjustable
BN21465 | Welch Allyn Inc | Tycos 509 | 050423120450 | Sphygmomanometers, Aneroid
BN28769 | Welch Allyn Inc | SureTemp 767 | 06089295A | Thermometers, Electronic
BN3550 | Midmark Corp | Ritter 104 | CD052888 | Tables, Examination/Treatment, Adjustable
BS24613 | Midmark Corp | Ritter 204 | V885571 | Tables, Examination/Treatment, Adjustable
Bs24720 | Midmark | Ritter 204 | V885100 | Tables, Examination/Treatment, Adjustable
Bn28774 | Welch Allyn Inc | SureTemp 767 | 05153335A | Thermometers, Electronic
BS19663 | Welch Allyn Inc | Connex Vital Signs Monitor 6000 Series | 103000252311 | Monitors, Physiologic, Vital Signs
Bn15607 | Midmark | Ritter 204 | V442345 | Tables, Examination/Treatment, Adjustable
| Welch Allyn Inc | Connex Spot Monitor | 100016552624 | Monitors, Physiologic, Vital Signs
B19001 | Welch Allyn Inc | 767 Wall Transformer | NSN | Transformers, Constant Voltage
BN20278 | Welch Allyn Inc | Tycos 509 | 9707032040 | Sphygmomanometers, Aneroid
| Welch Allyn Inc | SureTemp Plus 690 | 08237704 | Thermometers, Electronic
BN21110 | Midmark Corp | Ritter 204 | V762195 | Tables, Examination/Treatment, Adjustable
| Welch Allyn Inc | Green Series Exam Light IV | 191534 | Lights, Examination
BN26250 | Ohio Medical Corporation | Intermittent/Continuous Vacuum Regulator | JGGU03790 | Regulators, Suction
Bn 21357 | Welch Allyn Inc | 767 Wall Transformer | 167831 | Transformers, Constant Voltage
BS21171 | Masimo Corp. | Rad-5v | 536082 | Oximeters, Pulse
| Welch Allyn Inc | Connex Spot Monitor | 100033851624 | Monitors, Physiologic, Vital Signs
1610782 | Huntleigh Healthcare | Dopplex D900 | 900lx0a11036-06 | Detectors, Blood Flow, Ultrasonic
BS22833 | Detecto - A Division of Cardinal Scale Manufacturing Co. | 6745 Digital Infant Scale | BS22833 | Scales, Infant
BS34911 | Medical Graphics Corp (MedGraphics) | CPFS/D USB System | 220006167 | Spirometers, Diagnostic
BN28973 | Reichert Ophthalmic Instruments Div | ClearChart 4 Digital Acuity System | 71798-1118 | Projectors, Photographic Slide, Eye Chart
BN20292 | Welch Allyn Inc | Tycos 509 | 0504222202055 | Sphygmomanometers, Aneroid
BN13587 | Welch Allyn Inc | 767 Wall Transformer | NSN | Transformers, Constant Voltage
BN20227 | Welch Allyn Inc | SureTemp Plus 690 | 08237720 | Thermometers, Electronic
163707 | Medela Inc | BabyWeigh II | 75327 | Scales, Infant
| Detecto - A Division of Cardinal Scale Manufacturing Co. | 6745 Digital Infant Scale | E18309-0011 | Scales, Infant
BS24851 | Health-O-Meter Inc | Digital Pediatric Tray Scale | 5220004106 | Scales, Infant
BN25028 | AMBCO | 650AB | AB10832 | Audiometers
BN28538 | Midmark Corp | Ritter 222 | V1668904 | Tables, Examination/Treatment, Adjustable
BN28819 | Reliance Medical Products Inc | FX-920 | 092052B0913042 | Chairs, Examination/Treatment, Ophthalmology
A59020 | ECHONOUS | Kosmos Torso-One | T1AR2504034-01 | Scanning Systems, Ultrasonic, Portable
BN21471 | Welch Allyn Inc | Tycos 509 | 050106161850 | Sphygmomanometers, Aneroid
BN28818 | Reliance Medical Products Inc | 7800 | 109803C0913090 | Examination/Treatment Stands, Ophthalmic
| Midmark Corp | Ritter 204 | v2686071 | Tables, Examination/Treatment, Adjustable
BN11131 | Drive DeVilbiss Healthcare Inc | Pulmo-Aide | H2692343 | Nebulizers
| Welch Allyn Inc | SureTemp Plus 692 | 180283 | Thermometers, Electronic
Bn21098 | Welch Allyn Inc | Tycos 509 | 080509151442 | Sphygmomanometers, Aneroid
BN16730 | Midmark Corp | Ritter 204 | V610850 | Tables, Examination/Treatment, Adjustable
B19084 | Welch Allyn Inc | Wall Sphygmomanometer | 071210142141 | Sphygmomanometers, Aneroid
BN13596 | Welch Allyn Inc | SureTemp 767 | 167755 | Thermometers, Electronic
BN13599 | Welch Allyn Inc | SureTemp 767 | 159746 | Thermometers, Electronic
Bn20869 | Welch Allyn Inc | Tycos 509 | 050412221136 | Sphygmomanometers, Aneroid
BN23584 | Welch Allyn Inc | Tycos 509 | 9509301928 | Sphygmomanometers, Aneroid
| Welch Allyn Inc | Tycos 509 | 080513162949 | Sphygmomanometers, Aneroid
| Welch Allyn Inc | Connex Spot Monitor | 100033901624 | Monitors, Physiologic, Vital Signs
BN28816 | Welch Allyn Inc | 767 Wall Transformer | 167778 | Transformers, Constant Voltage
BS21115 | Philips Medical Systems Cardiac and Monitoring Syste | HeartStart FRx | B09G-00415 | Defibrillators, External, Automated
bs17926 | Welch Allyn Inc | Connex Vital Signs Monitor 6000 Series | 103002611713 | Monitors, Physiologic, Vital Signs
B42543 | CooperSurgical, Inc. | Endosee | C019E4930 | Hysteroscopes
| Welch Allyn Inc | 767 Wall Transformer | 195775 | Transformers, Constant Voltage
| Health-O-Meter Inc | Digital Pediatric Tray Scale | 549442335920 | Scales, Infant
BN28775 | Welch Allyn Inc | SureTemp 767 | 04316242A | Thermometers, Electronic
B41489 | Reichert Ophthalmic Instruments Div | Tono-Pen AVIA | 67298-0821 | Ophthalmic Tonometers, Applanation
B23085 | FLUKE BIOMEDICAL | DPM-2 Plus | 3737026 | Manometers
BS23699 | AMBCO | 650A | B13559 | Audiometers
| Health-O-Meter Inc | Digital Pediatric Tray Scale | 549442335916 | Scales, Infant
Bn25500 | Topcon America Corp | KR-800 | 4750242 | Refractors, Ophthalmic, Automated
BS22771 | Welch Allyn Inc | Connex Vital Signs Monitor 6000 Series | 100002931614 | Monitors, Physiologic, Vital Signs
BS22755 | Welch Allyn Inc | Connex Vital Signs Monitor 6000 Series | 103002621414 | Monitors, Physiologic, Vital Signs
BS25591 | Welch Allyn Inc | Connex Vital Signs Monitor 6000 Series | 103001070712 | Monitors, Physiologic, Vital Signs
| Midmark Corp | Ritter 204 | v2677139 | Tables, Examination/Treatment, Adjustable
BN13580 | Midmark Corp | Midmark 630 | V106454 | Tables, Examination/Treatment, Adjustable
Bn21096 | Welch Allyn Inc | 767 Wall Transformer | 167835 | Transformers, Constant Voltage
BS19674 | Welch Allyn Inc | Connex Vital Signs Monitor 6000 Series | 103000272311 | Monitors, Physiologic, Vital Signs
BN23574 | Welch Allyn Inc | Tycos 509 | 9509301386 | Sphygmomanometers, Aneroid
| Exergen Corporation | TemporalScanner TAT-5000 | A1037644 | Thermometers, Electronic, Infrared, Skin
B11256 | Welch Allyn Inc | 3.5V Standard Ophthalmoscope | BN0579 | Ophthalmoscopes
BN21100 | Midmark Corp | Ritter 223 | V744104 | Tables, Examination/Treatment, Adjustable
Bn21069 | Welch Allyn Inc | 767 Wall Transformer | 195801 | Transformers, Constant Voltage
BN20828 | Welch Allyn Inc | Tycos 509 | 050412224612 | Sphygmomanometers, Aneroid
| Detecto - A Division of Cardinal Scale Manufacturing Co. | 758C | E08505-0064 | Scales, Patient, Floor
B15289 | Welch Allyn Inc | Spot Vision Screener | 39239 | Analyzers, Physiologic, Visual Function
BN21077 | Midmark Corp | Ritter 204 | V762127 | Tables, Examination/Treatment, Adjustable
BN20225 | Welch Allyn Inc | SureTemp Plus 690 | 08253181 | Thermometers, Electronic
B29959 | Welch Allyn Inc | SureTemp 767 | 04501118A | Thermometers, Electronic
A111771 | Welch Allyn Inc | 767 Wall Transformer | NSN | Transformers, Constant Voltage
bs32039 | Welch Allyn Inc | ELI 280 | 119450001585 | Electrocardiographs, Multichannel, Interpretive
BN20393 | Welch Allyn Inc | 767 Wall Transformer | 166692 | Transformers, Constant Voltage
192991 | Ohio Medical Corporation | Intermittent/Continuous Vacuum Regulator | Psaz36084 | Regulators, Suction
BS34154 | Cone Instruments Inc | Ultrasound Transducer Storage Cabinet | N/A | Cabinets, Storage
Bn17165 | Drive DeVilbiss Healthcare Inc | Pulmo-Aide | H3866789 | Nebulizers
BS21884 | Seca Corp | seca 728 | 1728243048523 | Scales, Infant
BN24871 | Welch Allyn Inc | Tycos 509 | 130620201196 | Sphygmomanometers, Aneroid
BN20224 | Welch Allyn Inc | SureTemp Plus 690 | 08255102 | Thermometers, Electronic
A34650 | Welch Allyn Inc | ELI 280 | 122400001872 | Electrocardiographs, Multichannel, Interpretive
B17153 | Biodex Medical Systems, Inc. | Ultra Pro | 22014352 | Tables, Imaging, Ultrasound
| Welch Allyn Inc | Connex Spot Monitor | 100017891123 | Monitors, Physiologic, Vital Signs
| 3M Health Care | Bair Hugger 370 | 49145 | Warming Units, Patient, Forced-Air
| DRUCKER DIAGNOSTICS | Horizon 12 Flex | 168781 | Centrifuges, Tabletop, Low-Speed
BN26531 | A-dec, Inc. | 511 | 15L511A12685 | Chairs, Examination/Treatment, Dentistry
B16060 | Welch Allyn Inc | Connex Vital Signs Monitor 6000 Series | 21100081271521 | Monitors, Physiologic, Vital Signs
| Welch Allyn Inc | Connex Spot Monitor | 100017941123 | Monitors, Physiologic, Vital Signs
| Welch Allyn Inc | Connex Spot Monitor | 100081802125 | Monitors, Physiologic, Vital Signs
BS-35069 | Physio-Control a division of Stryker | LUCAS 3 | 3521x728 | Resuscitators, Cardiac
B16650 | Welch Allyn Inc | Connex Spot Monitor | (21)100019881322 | Monitors, Physiologic, Vital Signs
B16651 | Welch Allyn Inc | Connex Spot Monitor | (21)100019941322 | Monitors, Physiologic, Vital Signs
| Welch Allyn Inc | Connex Spot Monitor | 100088594824 | Monitors, Physiologic, Vital Signs
| Welch Allyn Inc | Connex Spot Monitor | 100018821223 | Monitors, Physiologic, Vital Signs
| Welch Allyn Inc | Connex Spot Monitor | 100032720524 | Monitors, Physiologic, Vital Signs
| Welch Allyn Inc | Connex Spot Monitor | 100094703020 | Monitors, Physiologic, Vital Signs
| Welch Allyn Inc | Connex Spot Monitor | 100032430524 | Monitors, Physiologic, Vital Signs
| Huntleigh Healthcare | Sonicaid FD3 | FD3X110210224 | Detectors, Fetal Heart, Ultrasonic
| Welch Allyn Inc | Connex Spot Monitor | 100081392125 | Monitors, Physiologic, Vital Signs
| BEFOUR INC. | Portable Bariatric Scale | NSM | Scales, Patient, Floor
| A-dec, Inc. | GOV - 572L | 18C572-A11437 | Lights, Examination, Dental/Intraoral
A59004 | ECHONOUS | EchoNous Bladder | R52W407LLKH | Scanning Systems, Ultrasonic, Small-Parts, Urinary Bladder
| Exergen Corporation | TemporalScanner IR TAT-5000S | A1210205 | Thermometers, Electronic, Infrared, Skin
Bn23266 | Midmark Corp | Ritter 204 | V1234231 | Tables, Examination/Treatment, Adjustable
B23281 | Seca Corp | seca 220 | 5700159178051 | Height Measurement Instruments, Wall-Mounted, Mechanical
| A-dec, Inc. | 332 Radius Traditional Delivery System | 15L332-A11744 | Dental Delivery Units
| Welch Allyn Inc | Connex Spot Monitor | 100090512324 | Monitors, Physiologic, Vital Signs
| 3M Health Care | Bair Hugger 370 | 49144 | Warming Units, Patient, Forced-Air
| 3M Health Care | Bair Hugger 370 | 49147 | Warming Units, Patient, Forced-Air
| 3M Health Care | Bair Hugger 370 | 49146 | Warming Units, Patient, Forced-Air
| 3M Health Care | Bair Hugger 775 | 253587 | Warming Units, Patient, Forced-Air
| So-Low | MV4-6UCRDA | ML904802823051L02775 | Refrigerators, Laboratory
| Welch Allyn Inc | Connex Spot Monitor | 100018011123 | Monitors, Physiologic, Vital Signs
BS-35068 | Physio-Control a division of Stryker | LUCAS 3 | 3521x704 | Resuscitators, Cardiac
BN16042 | RAND-SCOT INC | Saratoga Cycle | 105730 | Exercisers, Aerobic, Upper/Lower Limb, Cycler
BN28758 | Welch Allyn Inc | SureTemp Plus 690 | 16161905 | Thermometers, Electronic
BN23036 | Welch Allyn Inc | Tycos 509 | 080617123414 | Sphygmomanometers, Aneroid
BN20924 | Hill Laboratories Company | Adjustable Mat Table | 041006 | Tables, Examination/Treatment, Adjustable
BN20142 | ARMEDICA | AM-350 | 26428 | Tables, Examination/Treatment, Adjustable
B10851 | Hill Laboratories Company | Adjustable Mat Table | HA100004 | Tables, Examination/Treatment, Adjustable
BN20858 | Welch Allyn Inc | Tycos 509 | 070705155335 | Sphygmomanometers, Aneroid
BN20254 | Hill Laboratories Company | Adjustable Mat Table | HA100005 | Tables, Examination/Treatment, Adjustable
BN24034 | Welch Allyn Inc | Tycos 509 | 060829180104 | Sphygmomanometers, Aneroid
BN17825 | Biodex Medical Systems, Inc. | Balance System SD | 12090559 | Analyzers, Physiologic, Neuromuscular Function, Posturographic
BN20856 | Welch Allyn Inc | Tycos 509 | 070705155516 | Sphygmomanometers, Aneroid
BN20875 | Welch Allyn Inc | Tycos 509 | 070720135304 | Sphygmomanometers, Aneroid
BN25932 | ENDORPHIN CORP | 390 SERIES PULLEY | 167748 | Exercisers
BN16168 | Midmark Corp | Ritter 404 | 167273 | Tables, Examination/Treatment, Adjustable
BN15286 | Cateye Fitness | Cateye Treadmill | TM35B0506060048 | Exercisers, Aerobic, Treadmill
Bn18121 | Midmark | Ritter 204 | V611559 | Tables, Examination/Treatment, Adjustable
BN20245 | Welch Allyn Inc | Tycos 509 | 060829152248 | Sphygmomanometers, Aneroid
| Welch Allyn Inc | SureTemp Plus 690 | 16182333 | Thermometers, Electronic
BN27245 | Welch Allyn Inc | Tycos 509 | 060829114119 | Sphygmomanometers, Aneroid
BN20921 | Hill Laboratories Company | Adjustable Mat Table | 041007 | Tables, Examination/Treatment, Adjustable
B10928 | Hill Laboratories Company | Adjustable Mat Table | HA041004 | Tables, Examination/Treatment, Adjustable
BN24045 | Welch Allyn Inc | Tycos 509 | 060828154553 | Sphygmomanometers, Aneroid
BN20250 | Hill Laboratories Company | Adjustable Mat Table | 8A061573 | Tables, Examination/Treatment, Adjustable
BN23030 | Hill Laboratories Company | Adjustable Mat Table | HA061572 | Tables, Examination/Treatment, Adjustable
BN23032 | Welch Allyn Inc | Tycos 509 | 060823174352 | Sphygmomanometers, Aneroid
BN28751 | Welch Allyn Inc | SureTemp Plus 690 | 15500388 | Thermometers, Electronic
BS17937 | Philips Medical Systems Cardiac and Monitoring Syste | HeartStart FRx | B08E-02670 | Defibrillators, External, Automated
BS31728 | De Soutter Medical | CLEANCAST CC7 | 21/190184 | Saws, Cast, Electric, Oscillating
BN15285 | Nautilus | NR 3000 | 8608539188 | Exercisers, Aerobic, Stationary Bicycle
BN25933 | ARMEDICA | AM-500 | 18210 | Tables, Examination/Treatment, Adjustable
BN23009 | Welch Allyn Inc | Tycos 509 | 060828160315 | Sphygmomanometers, Aneroid
BN23006 | Welch Allyn Inc | Tycos 509 | 080617114953 | Sphygmomanometers, Aneroid
B41130 | DJO GLOBAL | GALAXY TTET400 | 02889-2021 | Tables, Examination/Treatment, Adjustable, Orthopedic, Traction
BN20783 | Global Star Medical | Pain Management Table | 0675 | Tables, Imaging, Radiographic/Fluoroscopic
B10937 | Hill Laboratories Company | Adjustable Mat Table | HA061568 | Tables, Examination/Treatment, Adjustable
BN28756 | Welch Allyn Inc | SureTemp Plus 690 | 16180858 | Thermometers, Electronic
bs29730 | Stryker Corp Medical Div | Prime TC | 201901883 | Chairs, Patient Transfer
A56072 | Stryker Corp Medical Div | S3 | 200100726 | Beds, Electric
BS32341 | Stryker Corp Medical Div | Air Pump Plus | 2019021303505 | Pumps
A57596 | Hillrom Co Inc. | Centrella Smart+ | A115PF0625 | Beds, Electric
bs32360 | Stryker Corp Medical Div | Air Pump Plus | 2019021303622 | Pumps
bs32338 | Stryker Corp Medical Div | Air Pump Plus | 2019021303515 | Pumps
A57791 | Stryker Corp Medical Div | Prime Big Wheel 1115 | 1310044783 | Stretchers, Mobile, Hospital
bs24185 | Stryker Corp Medical Div | Prime TC | 2002030673 | Chairs, Patient Transfer
A56232 | Stryker Corp Medical Div | S3 | 200100129 | Beds, Electric
| Stryker Corp Medical Div | Air Pump Plus | 2022021301121 | Pumps
A57786 | Stryker Corp Medical Div | S3 | 200100740 | Beds, Electric
bs32329 | Stryker Corp Medical Div | Air Pump Plus | 2019021303534 | Pumps
A56223 | Stryker Corp Medical Div | S3 | 200100540 | Beds, Electric
A56074 | Stryker Corp Medical Div | S3 | 200100452 | Beds, Electric
A56051 | Stryker Corp Medical Div | S3 | 200100432 | Beds, Electric
A59619 | Stryker Corp Medical Div | Prime Zoom 1125 | 2020007300073 | Stretchers, Mobile, Hospital, Radiographic
BS32321 | Stryker Corp Medical Div | Air Pump Plus | 2019021303508 | Pumps
A59553 | Stryker Corp Medical Div | S3 | 200100111 | Beds, Electric
A59541 | Stryker Corp Medical Div | S3 | 200100274 | Beds, Electric
A56126 | Stryker Corp Medical Div | S3 | 200100278 | Beds, Electric
A56391 | Stryker Instruments Div Stryker Corp | S3 | 200100291 | Beds, Electric
A59675 | Stryker Corp Medical Div | S3 | 200100698 | Beds, Electric
bs32334 | Stryker Corp Medical Div | Air Pump Plus | 2019021303624 | Pumps
A59612 | Stryker Corp Medical Div | Prime Zoom 1125 | 2021007300262 | Stretchers, Mobile, Hospital, Radiographic
A59567 | Stryker Corp Medical Div | Prime Zoom 1125 | 2021007300258 | Stretchers, Mobile, Hospital, Radiographic
A59627 | Stryker Corp Medical Div | S3 | 200100676 | Beds, Electric
A57735 | Stryker Corp Medical Div | InTouch | U68753 | Beds, Electric
A56345 | Stryker Corp Medical Div | S3 | 200100518 | Beds, Electric
A57535 | Stryker Corp Medical Div | InTouch | U56356 | Beds, Electric
A56044 | Stryker Corp Medical Div | S3 | 200100709 | Beds, Electric
A57625 | Hillrom Co Inc. | Centrella Smart+ | A098PF9319 | Beds, Electric
A59667 | Stryker Corp Medical Div | Prime 5th Wheel 1105 | 1405032097 | Stretchers, Mobile, Hospital
A56430 | Stryker Corp Medical Div | InTouch | U56369 | Beds, Electric
A59516 | Stryker Corp Medical Div | S3 | 200100438 | Beds, Electric
A56399 | Stryker Corp Medical Div | S3 | 200100215 | Beds, Electric
A57599 | Hillrom Co Inc. | Centrella Smart+ | A115PF0628 | Beds, Electric
BS32126 | Stryker Corp Medical Div | Eye Surgery Stretcher | 2019006001234 | Stretchers, Mobile, Hospital
A57945 | Stryker Corp Medical Div | InTouch | U56366 | Beds, Electric
A56351 | Stryker Corp Medical Div | S3 | 200100235 | Beds, Electric
bs32348 | Stryker Corp Medical Div | Air Pump Plus | 2019021303619 | Pumps
A57853 | Stryker Corp Medical Div | Prime 5th Wheel 1105 | 1507035504 | Stretchers, Mobile, Hospital
A57986 | Stryker Corp Medical Div | S3 | 200100096 | Beds, Electric
A57875 | Stryker Corp Medical Div | Prime Big Wheel 1115 | 1310044803 | Stretchers, Mobile, Hospital
A56280 | Stryker Corp Medical Div | S3 | 200100529 | Beds, Electric
BN17484 | Stryker Corp Medical Div | SM104 WITH 5TH WHEEL | 801105230 | Stretchers, Mobile, Hospital
| Stryker Corp Medical Div | Air Pump Plus | 2019021303593 | Pumps
bs32328 | Stryker Corp Medical Div | Air Pump Plus | 2019021303524 | Pumps
A59524 | Stryker Corp Medical Div | S3 | 200100228 | Beds, Electric
A56160 | Stryker Corp Medical Div | Prime Zoom 1125 | 1310044794 | Stretchers, Mobile, Hospital, Radiographic
A56401 | Stryker Corp Medical Div | S3 | 200100213 | Beds, Electric
A57839 | Stryker Corp Medical Div | S3 | 200100254 | Beds, Electric
A57759 | Stryker Corp Medical Div | Prime Zoom 1125 | 2021007300226 | Stretchers, Mobile, Hospital, Radiographic
A59623 | Stryker Corp Medical Div | S3 | 200100190 | Beds, Electric
| Stryker Corp Medical Div | Prime Zoom 1125 | 1506037164 | Stretchers, Mobile, Hospital, Radiographic
| Stryker Corp Medical Div | Air Pump Plus | 2022021300860 | Pumps
A57731 | Stryker Corp Medical Div | Prime Zoom 1125 | 2019007301524 | Stretchers, Mobile, Hospital, Radiographic
A59557 | Stryker Corp Medical Div | Prime Big Wheel 1115 | 1310044796 | Stretchers, Mobile, Hospital
bs32327 | Stryker Corp Medical Div | Air Pump Plus | 2019021303504 | Pumps
bs32344 | Stryker Corp Medical Div | Air Pump Plus | 2019021303502 | Pumps
A56426 | Stryker Corp Medical Div | S3 | 200100230 | Beds, Electric
A57760 | Stryker Corp Medical Div | Prime Zoom 1125 | 2019007301528 | Stretchers, Mobile, Hospital, Radiographic
A56122 | Stryker Corp Medical Div | Secure 3 | 200100465 | Beds, Electric
A59517 | Stryker Corp Medical Div | Secure 3 | 200100697 | Beds, Electric
A57757 | Stryker Corp Medical Div | Prime Zoom 1125 | 2021007300118 | Stretchers, Mobile, Hospital, Radiographic
A56192 | Stryker Corp Medical Div | S3 EX | 200100271 | Beds, Electric
bs32339 | Stryker Corp Medical Div | Air Pump Plus | 2019021303511 | Pumps
A56187 | Stryker Corp Medical Div | S3 | 200100240 | Beds, Electric
A59501 | Stryker Corp Medical Div | S3 | 200100710 | Beds, Electric
A56212 | Stryker Corp Medical Div | S3 | 200100132 | Beds, Electric
A59648 | Stryker Corp Medical Div | S3 | 200100505 | Beds, Electric
bs32356 | Stryker Corp Medical Div | Air Pump Plus | 2019021303620 | Pumps
A57603 | Hillrom Co Inc. | Centrella Smart+ | A115PF0595 | Beds, Electric
| Stryker Corp Medical Div | Prime TC | 2023008002855 | Chairs, Patient Transfer
A57764 | Stryker Corp Medical Div | Prime Zoom 1125 | 2021007300093 | Stretchers, Mobile, Hospital, Radiographic
A56347 | Stryker Corp Medical Div | S3 | 200100515 | Beds, Electric
BS32099 | Stryker Corp Medical Div | Prime Zoom 1125 | 2019007301522 | Stretchers, Mobile, Hospital, Radiographic
A56160 | Stryker Corp Medical Div | S3 | 200100747 | Beds, Electric
BS32523 | Stryker Corp Medical Div | S3 | 200100661 | Beds, Electric
| Stryker Corp Medical Div | Prime TC | B221110612 | Chairs, Patient Transfer
BS32246 | Stryker Corp Medical Div | Prime Zoom 1125 | 2020007300093 | Stretchers, Mobile, Hospital, Radiographic
A57982 | Stryker Corp Medical Div | S3 | 200100535 | Beds, Electric
A43552 | Stryker Corp Medical Div | Prime 5th Wheel 1105 | 1405032099 | Stretchers, Mobile, Hospital
A57745 | Stryker Corp Medical Div | Prime Zoom 1125 | 2021007300231 | Stretchers, Mobile, Hospital, Radiographic
| Stryker Corp Medical Div | Air Pump Plus | 2022021300849 | Pumps
A59568 | Stryker Instruments Div Stryker Corp | S3 | 200100766 | Beds, Electric
BS32330 | Stryker Corp Medical Div | Air Pump Plus | 2019021303523 | Pumps
bs32357 | Stryker Corp Medical Div | Air Pump Plus | 2019021303410 | Pumps
bs32350 | Stryker Corp Medical Div | Air Pump Plus | 2019021303735 | Pumps
bs32349 | Stryker Corp Medical Div | Air Pump Plus | 2019021303600 | Pumps
A59666 | Stryker Corp Medical Div | Prime Zoom 1125 | 2021007300248 | Stretchers, Mobile, Hospital, Radiographic
bs32323 | Stryker Corp Medical Div | Air Pump Plus | 2019021303537 | Pumps
bs32332 | Stryker Corp Medical Div | Air Pump Plus | 2019021303618 | Pumps
bs32343 | Stryker Corp Medical Div | Air Pump Plus | 2019021303538 | Pumps
A59617 | Stryker Corp Medical Div | S3 | 200100126 | Beds, Electric
A59490 | Stryker Corp Medical Div | S3 | 200100276 | Beds, Electric
| Stryker Corp Medical Div | Prime TC | 2021008001781 | Chairs, Patient Transfer
A57857 | Stryker Instruments Div Stryker Corp | S3 | 200100531 | Beds, Electric
A57662 | Hillrom Co Inc. | Centrella Smart+ | A098PF9315 | Beds, Electric
A57955 | Stryker Corp Medical Div | Prime Zoom 1125 | 2019007301527 | Stretchers, Mobile, Hospital, Radiographic
A57732 | Stryker Corp Medical Div | Prime Zoom 1125 | 2019007301514 | Stretchers, Mobile, Hospital, Radiographic
| Stryker Corp Medical Div | Prime TC | 2021008004690 | Chairs, Patient Transfer
A56207 | Stryker Corp Medical Div | S3 | 200100555 | Beds, Electric
A56287 | Stryker Instruments Div Stryker Corp | S3 | 200100528 | Beds, Electric
A57617 | Hillrom Co Inc. | Centrella Smart+ | A128PF1894 | Beds, Electric
A59563 | Stryker Corp Medical Div | S3 | 200100539 | Beds, Electric
A56281 | Stryker Corp Medical Div | S3 | 200100530 | Beds, Electric
A59536 | Stryker Corp Medical Div | S3 | 200100145 | Beds, Electric
A56410 | Stryker Corp Medical Div | S3 EX | 200100201 | Beds, Electric
BS29739 | Stryker Corp Medical Div | Prime TC | 201902023 | Chairs, Patient Transfer
BN26606 | Stryker Corp Medical Div | Gynnie | 1306044437 | Stretchers, Mobile, Hospital
A57915 | Stryker Corp Medical Div | S3 | 200100223 | Beds, Electric
A57965 | Stryker Corp Medical Div | InTouch | U63355 | Beds, Electric
A59635 | Stryker Corp Medical Div | S3 | 200100492 | Beds, Electric
| Stryker Corp Medical Div | Air Pump Plus | 2022021301112 | Pumps
A56310 | Stryker Corp Medical Div | S3 EX | 200100152 | Beds, Electric
A57763 | Stryker Corp Medical Div | Prime Zoom 1125 | 1310044807 | Stretchers, Mobile, Hospital, Radiographic
| Stryker Corp Medical Div | Prime TC | 2023008003590 | Chairs, Patient Transfer
A59479 | Stryker Corp Medical Div | Prime Zoom 1125 | 2019007301521 | Stretchers, Mobile, Hospital, Radiographic
A56344 | Stryker Corp Medical Div | S3 | 200100516 | Beds, Electric
BS29725 | Stryker Corp Medical Div | Prime TC | 201902021 | Chairs, Patient Transfer
A56121 | Stryker Corp Medical Div | S3 | 200100464 | Beds, Electric
A59515 | Stryker Corp Medical Div | Prime TC | 201901889 | Chairs, Patient Transfer
bs24170 | Stryker Corp Medical Div | Prime TC | 2002030674 | Chairs, Patient Transfer
A57737 | Stryker Corp Medical Div | Prime TC | 201902024 | Chairs, Patient Transfer
A57867 | Stryker Corp Medical Div | S3 | 200100167 | Beds, Electric
bs32340 | Stryker Corp Medical Div | Air Pump Plus | 2019021303509 | Pumps
A56141 | Stryker Corp Medical Div | S3 | 200100771 | Beds, Electric
BS32355 | Stryker Corp Medical Div | Air Pump Plus | 2019021303613 | Pumps
A56070 | Stryker Corp Medical Div | S3 | 200100670 | Beds, Electric
A59535 | Stryker Corp Medical Div | Prime 5th Wheel 1105 | 1507035509 | Stretchers, Mobile, Hospital
A46925 | Stryker Corp Medical Div | S3 | 150116347 | Beds, Electric
bs32337 | Stryker Corp Medical Div | Air Pump Plus | 2019021303595 | Pumps
A56366 | Stryker Corp Medical Div | S3 | 200100532 | Beds, Electric
A56063 | Stryker Corp Medical Div | S3 | 200100677 | Beds, Electric
BS32124 | Stryker Corp Medical Div | Prime Zoom 1125 | 2019007301517 | Stretchers, Mobile, Hospital, Radiographic
A48217 | Stryker Corp Medical Div | Prime Zoom 1125 | 1507035643 | Stretchers, Mobile, Hospital, Radiographic
bs32351 | Stryker Corp Medical Div | Air Pump Plus | 2019021303732 | Pumps
A59626 | Stryker Corp Medical Div | Prime 5th Wheel 1105 | 1507035511 | Stretchers, Mobile, Hospital
A56422 | Stryker Corp Medical Div | S3 | 200100203 | Beds, Electric
bs32354 | Stryker Corp Medical Div | Air Pump Plus | 2019021303614 | Pumps
A57748 | Stryker Corp Medical Div | Prime Zoom 1125 | 2019007301235 | Stretchers, Mobile, Hospital, Radiographic
A57730 | Stryker Corp Medical Div | Prime 5th Wheel 1105 | 1310044781 | Stretchers, Mobile, Hospital
A56258 | Stryker Corp Medical Div | S3 | 200100154 | Beds, Electric
A56241 | Stryker Corp Medical Div | Secure 3 | 200100514 | Beds, Electric
A57753 | Stryker Instruments Div Stryker Corp | S3 | 200100233 | Beds, Electric
bs24164 | Stryker Corp Medical Div | Prime TC | 2002030686 | Chairs, Patient Transfer
A56086 | Stryker Corp Medical Div | S3 | 200100471 | Beds, Electric
A56327 | Stryker Corp Medical Div | S3 | 200100141 | Beds, Electric
A59585 | Stryker Corp Medical Div | S3 | 200100103 | Beds, Electric
| Stryker Corp Medical Div | Air Pump Plus | 2022021300928 | Pumps
B41454 | Stryker Corp Medical Div | LD304 | 2021007600302 | Beds, Electric, Birthing
bs29727 | Stryker Corp Medical Div | Prime TC | 201901890 | Chairs, Patient Transfer
A56432 | Stryker Corp Medical Div | InTouch | U77634 | Beds, Electric
A59677 | Stryker Corp Medical Div | S3 | 200100544 | Beds, Electric
B41468 | Stryker Corp Medical Div | LD304 | 2021007600258 | Beds, Electric, Birthing
A59676 | Stryker Corp Medical Div | S3 | 200100762 | Beds, Electric
A59487 | Stryker Corp Medical Div | Prime Zoom 1125 | 2020007300102 | Stretchers, Mobile, Hospital, Radiographic
A57747 | Stryker Corp Medical Div | Prime TC | 201902100 | Chairs, Patient Transfer
A57954 | Stryker Corp Medical Div | InTouch | U56372 | Beds, Electric
A56227 | Stryker Corp Medical Div | S3 | 200100092 | Beds, Electric
A54554 | Stryker Corp Medical Div | Prime Zoom 1125 | 2020007300103 | Stretchers, Mobile, Hospital, Radiographic
A59537 | Stryker Corp Medical Div | S3 | 200100755 | Beds, Electric
A59659 | Stryker Corp Medical Div | S3 | 200100277 | Beds, Electric
A57973 | Stryker Corp Medical Div | S3 | 200100759 | Beds, Electric
bs32359 | Stryker Corp Medical Div | Air Pump Plus | 2019021303615 | Pumps
A59498 | Stryker Corp Medical Div | Prime Big Wheel 1115 | 1311043355 | Stretchers, Mobile, Hospital
A56117 | Stryker Corp Medical Div | S3 EX | 200100445 | Beds, Electric
A57771 | Stryker Corp Medical Div | Eye Surgery Stretcher | 0608081711 | Stretchers, Mobile, Hospital
A56322 | Stryker Corp Medical Div | S3 | 200100159 | Beds, Electric
BS32325 | Stryker Corp Medical Div | Air Pump Plus | 2019021303520 | Pumps
A57960 | Stryker Corp Medical Div | LD304 | 2021007600301 | Beds, Electric, Birthing
B41469 | Stryker Corp Medical Div | LD304 | 2021007600255 | Beds, Electric, Birthing
A56348 | Stryker Corp Medical Div | S3 | 200100509 | Beds, Electric
A59532 | Stryker Corp Medical Div | Prime Zoom 1125 | 2021007300117 | Stretchers, Mobile, Hospital, Radiographic
A57980 | Stryker Corp Medical Div | S3 | 200100174 | Beds, Electric
A56216 | Stryker Instruments Div Stryker Corp | S3 | 200100125 | Beds, Electric
A57739 | Stryker Corp Medical Div | Prime TC | 2002030691 | Chairs, Patient Transfer
| Stryker Corp Medical Div | S3 EX | 200100669 | Beds, Electric
A57966 | Stryker Corp Medical Div | S3 | 200100549 | Beds, Electric
A54541 | Stryker Corp Medical Div | Prime Zoom 1125 | 2020007300089 | Stretchers, Mobile, Hospital, Radiographic
A56007 | Stryker Corp Medical Div | S3 | 200100436 | Beds, Electric
A59518 | Stryker Corp Medical Div | S3 EX | 200100097 | Beds, Electric
A56027 | Stryker Corp Medical Div | S3 | 200100672 | Beds, Electric
bs29742 | Stryker Corp Medical Div | Prime TC | 201901893 | Chairs, Patient Transfer
A57815 | Stryker Corp Medical Div | Prime Zoom 1125 | 2021007300251 | Stretchers, Mobile, Hospital, Radiographic
BS32127 | Stryker Corp Medical Div | Eye Surgery Stretcher | 2019006001233 | Stretchers, Mobile, Hospital
A59657 | Stryker Corp Medical Div | Prime 5th Wheel 1105 | 1507035518 | Stretchers, Mobile, Hospital
bs24180 | Stryker Corp Medical Div | Prime TC | 2002030684 | Chairs, Patient Transfer
bs32324 | Stryker Corp Medical Div | Air Pump Plus | 2019021303539 | Pumps
bs24178 | Stryker Corp Medical Div | Prime TC | 2002030682 | Chairs, Patient Transfer
A57992 | Stryker Corp Medical Div | S3 | 200100250 | Beds, Electric
A57792 | Stryker Instruments Div Stryker Corp | S3 | 200100148 | Beds, Electric
A57749 | Stryker Corp Medical Div | S3 | 200100101 | Beds, Electric
A56400 | Stryker Corp Medical Div | S3 | 200100214 | Beds, Electric
bs24168 | Stryker Corp Medical Div | Prime TC | 2002030683 | Chairs, Patient Transfer
A59496 | Stryker Instruments Div Stryker Corp | S3 | 200100556 | Beds, Electric
A57765 | Stryker Corp Medical Div | Prime Zoom 1125 | 2021007300102 | Stretchers, Mobile, Hospital, Radiographic
A56225 | Stryker Corp Medical Div | S3 | 200100139 | Beds, Electric
A57855 | Stryker Corp Medical Div | S3 EX | 200100137 | Beds, Electric
A59639 | Stryker Corp Medical Div | Prime 5th Wheel 1105 | 1607035515 | Stretchers, Mobile, Hospital
| Stryker Corp Medical Div | Air Pump Plus | 2022021300862 | Pumps
A59551 | Stryker Corp Medical Div | InTouch | U56355 | Beds, Electric
A48214 | Stryker Corp Medical Div | Prime Zoom 1125 | 1507035633 | Stretchers, Mobile, Hospital, Radiographic
A56294 | Stryker Instruments Div Stryker Corp | S3 | 200100149 | Beds, Electric
A56220 | Stryker Corp Medical Div | S3 | 200100122 | Beds, Electric
bs24181 | Stryker Corp Medical Div | Prime TC | 2002030690 | Chairs, Patient Transfer
A57609 | Hillrom Co Inc. | Centrella Smart+ | A115PF0613 | Beds, Electric
| Stryker Corp Medical Div | Air Pump Plus | 2022021300931 | Pumps
A56262 | Stryker Corp Medical Div | S3 EX | 200100172 | Beds, Electric
A56199 | Stryker Corp Medical Div | S3 | 200100282 | Beds, Electric
A57891 | Stryker Corp Medical Div | S3 EX | 200100273 | Beds, Electric
A59614 | Stryker Corp Medical Div | Secure 3 | 200100572 | Beds, Electric
163568 | Stryker Corp Medical Div | Eye Surgery Stretcher | 1207035321 | Stretchers, Mobile, Hospital
A57637 | Hillrom Co Inc. | Centrella Smart+ | A141PF3065 | Beds, Electric
A57889 | Stryker Corp Medical Div | S3 | 200100136 | Beds, Electric
A56305 | Stryker Corp Medical Div | S3 | 200100164 | Beds, Electric
A56188 | Stryker Corp Medical Div | S3 | 200100270 | Beds, Electric
A59578 | Stryker Corp Medical Div | InTouch | U56365 | Beds, Electric
A59492 | Stryker Corp Medical Div | Prime Zoom 1125 | 2019007301519 | Stretchers, Mobile, Hospital, Radiographic
bs32352 | Stryker Corp Medical Div | Air Pump Plus | 2019021303603 | Pumps
A56375 | Stryker Corp Medical Div | S3 | 200100496 | Beds, Electric
bs29852 | Stryker Corp Medical Div | Prime TC | 201901521 | Chairs, Patient Transfer
A59582 | Stryker Corp Medical Div | Prime 5th Wheel 1105 | 1507035644 | Stretchers, Mobile, Hospital
bs29850 | Stryker Corp Medical Div | Prime TC | 201900892 | Chairs, Patient Transfer
bs32346 | Stryker Corp Medical Div | Air Pump Plus | 2019021303512 | Pumps
bs29731 | Stryker Corp Medical Div | Prime TC | 201901894 | Chairs, Patient Transfer
A57825 | Stryker Instruments Div Stryker Corp | S3 | 200100460 | Beds, Electric
bs32353 | Stryker Corp Medical Div | Air Pump Plus | 2019021303616 | Pumps
A56132 | Stryker Corp Medical Div | S3 | 200100266 | Beds, Electric
A59632 | Stryker Corp Medical Div | S3 | 200100257 | Beds, Electric
A56415 | Stryker Corp Medical Div | S3 | 200100221 | Beds, Electric
A59665 | Stryker Corp Medical Div | Prime Zoom 1125 | 2021007300256 | Stretchers, Mobile, Hospital, Radiographic
A59613 | Stryker Corp Medical Div | Prime 5th Wheel 1105 | 1507035503 | Stretchers, Mobile, Hospital
A57529 | Stryker Corp Medical Div | Prime Zoom 1125 | 2021007300115 | Stretchers, Mobile, Hospital, Radiographic
bs29732 | Stryker Corp Medical Div | Prime TC | 201901885 | Chairs, Patient Transfer
A56409 | Stryker Corp Medical Div | S3 | 200100197 | Beds, Electric
A57807 | Stryker Instruments Div Stryker Corp | S3 | 200100749 | Beds, Electric
A56171 | Stryker Corp Medical Div | S3 | 200100252 | Beds, Electric
A57665 | Hillrom Co Inc. | Centrella Smart+ | A098PF9311 | Beds, Electric
A57882 | Stryker Corp Medical Div | Prime 5th Wheel 1105 | 1507035514 | Stretchers, Mobile, Hospital
Bs31054 | Stryker Corp Medical Div | Prime TC | 1406050 | Chairs, Patient Transfer
A57810 | Stryker Corp Medical Div | InTouch | U70115 | Beds, Electric
BS32798 | Stryker Corp Medical Div | S3 | 200100479 | Beds, Electric
A56110 | Stryker Corp Medical Div | S3 | 200100458 | Beds, Electric
| Stryker Corp Medical Div | Air Pump Plus | 2022021300932 | Pumps
A57866 | Stryker Corp Medical Div | InTouch | U56367 | Beds, Electric
A59556 | Stryker Corp Medical Div | S3 | 200100108 | Beds, Electric
A57742 | Stryker Corp Medical Div | Prime Zoom 1125 | 2021007300229 | Stretchers, Mobile, Hospital, Radiographic
A59660 | Stryker Corp Medical Div | Prime 5th Wheel 1105 | 1507035508 | Stretchers, Mobile, Hospital
A57912 | Stryker Corp Medical Div | 5050 | 0801101449 | Stretchers, Mobile, Hospital
A57883 | Stryker Corp Medical Div | InTouch | U68754 | Beds, Electric
BS32130 | Stryker Corp Medical Div | Eye Surgery Stretcher | 2019006001232 | Stretchers, Mobile, Hospital
A56398 | Stryker Corp Medical Div | S3 | 200100211 | Beds, Electric
A59653 | Stryker Corp Medical Div | S3 | 200100538 | Beds, Electric
A59499 | Stryker Corp Medical Div | S3 | 20010099 | Beds, Electric
A57995 | Stryker Corp Medical Div | S3 | 200100702 | Beds, Electric
A56411 | Stryker Corp Medical Div | S3 | 200100210 | Beds, Electric
A57874 | Stryker Corp Medical Div | InTouch | U63353 | Beds, Electric
A56350 | Stryker Corp Medical Div | S3 | 200100094 | Beds, Electric
A59620 | Stryker Corp Medical Div | InTouch | U73736 | Beds, Electric
A56215 | Stryker Corp Medical Div | S3 | 200100513 | Beds, Electric
A56214 | Stryker Corp Medical Div | S3 | 200100133 | Beds, Electric
A57655 | Hillrom Co Inc. | Centrella Smart+ | A098PF9245 | Beds, Electric
A57821 | Stryker Corp Medical Div | S3 | 200100255 | Beds, Electric
A56314 | Stryker Corp Medical Div | S3 | 200100179 | Beds, Electric
A59514 | Stryker Corp Medical Div | S3 | 200100288 | Beds, Electric
A57856 | Stryker Corp Medical Div | S3 | 200100180 | Beds, Electric
| Stryker Corp Medical Div | Air Pump Plus | 2022021300926 | Pumps
A56416 | Stryker Instruments Div Stryker Corp | S3 | 200100200 | Beds, Electric
A56429 | Stryker Corp Medical Div | InTouch | U63352 | Beds, Electric
BS29740 | Stryker Corp Medical Div | Prime TC | 201902019 | Chairs, Patient Transfer
bs32331 | Stryker Corp Medical Div | Air Pump Plus | 2019021303596 | Pumps
A56011 | Stryker Corp Medical Div | S3 | 200100461 | Beds, Electric
A59503 | Stryker Instruments Div Stryker Corp | S3 | 200100090 | Beds, Electric
A57754 | Stryker Corp Medical Div | Prime Zoom 1125 | 2021007300260 | Stretchers, Mobile, Hospital, Radiographic
A56389 | Stryker Instruments Div Stryker Corp | S3 | 200100232 | Beds, Electric
A56254 | Stryker Corp Medical Div | S3 | 20100093 | Beds, Electric
| Stryker Corp Medical Div | Air Pump Plus | 2022021301320 | Pumps
bs32335 | Stryker Corp Medical Div | Air Pump Plus | 2019021303535 | Pumps
A57593 | Hillrom Co Inc. | Centrella Smart+ | A128PF1882 | Beds, Electric
| Stryker Corp Medical Div | Air Pump Plus | 2019021303501 | Pumps
A57991 | Stryker Corp Medical Div | S3 | 200100483 | Beds, Electric
| Stryker Corp Medical Div | Prime TC | 2021008001742 | Chairs, Patient Transfer
A54848 | Stryker Corp Medical Div | Eye Surgery Stretcher | 2020006000739 | Stretchers, Mobile, Hospital
A57868 | Stryker Corp Medical Div | Prime Zoom 1125 | 2019007301535 | Stretchers, Mobile, Hospital, Radiographic
A56209 | Stryker Corp Medical Div | S3 | 200100091 | Beds, Electric
A57789 | Stryker Corp Medical Div | InTouch | U56361 | Beds, Electric
A56147 | Stryker Corp Medical Div | S3 | 200100765 | Beds, Electric
A56040 | Stryker Corp Medical Div | S3 | 200100450 | Beds, Electric
A57999 | Stryker Corp Medical Div | S3 | 200100727 | Beds, Electric
A59484 | Stryker Corp Medical Div | S3 | 200100244 | Beds, Electric
A59644 | Stryker Corp Medical Div | S3 | 200100502 | Beds, Electric
BS24171 | Stryker Corp Medical Div | Prime TC | 2002030697 | Chairs, Patient Transfer
BS32586 | Stryker Corp Medical Div | S3 | 200100430 | Beds, Electric
A57756 | Stryker Corp Medical Div | Prime Zoom 1125 | 2021007300230 | Stretchers, Mobile, Hospital, Radiographic
bs32326 | Stryker Corp Medical Div | Air Pump Plus | 2019021303536 | Pumps
| Stryker Corp Medical Div | Prime TC | 2021008004689 | Chairs, Patient Transfer
177699 | Stryker Corp Medical Div | S3 | 200100446 | Beds, Electric
A57850 | Stryker Corp Medical Div | InTouch | U73735 | Beds, Electric
A56200 | Stryker Instruments Div Stryker Corp | S3 | 200100543 | Beds, Electric
A57808 | Stryker Corp Medical Div | Prime Zoom 1125 | 2021007300098 | Stretchers, Mobile, Hospital, Radiographic
BS32697 | Stryker Corp Medical Div | S3 EX | 200100104 | Beds, Electric
A56176 | Stryker Corp Medical Div | S3 | 200100246 | Beds, Electric
A57604 | Hillrom Co Inc. | Centrella Smart+ | A136PF2577 | Beds, Electric
A57622 | Hillrom Co Inc. | Centrella Smart+ | A136PF2586 | Beds, Electric
A56094 | Stryker Instruments Div Stryker Corp | S3 | 200100723 | Beds, Electric
bs24173 | Stryker Corp Medical Div | Prime TC | 2002030691 | Chairs, Patient Transfer
A59624 | Stryker Corp Medical Div | InTouch | U56365 | Beds, Electric
A57758 | Stryker Corp Medical Div | Prime Zoom 1125 | 2021007300116 | Stretchers, Mobile, Hospital, Radiographic
A59510 | Stryker Corp Medical Div | Prime Zoom 1125 | 2021007300237 | Stretchers, Mobile, Hospital, Radiographic
A59526 | Stryker Corp Medical Div | S3 | 200100517 | Beds, Electric
A56062 | Stryker Corp Medical Div | S3 | 200100687 | Beds, Electric
A57862 | Stryker Corp Medical Div | InTouch | U56364 | Beds, Electric
A56384 | Stryker Corp Medical Div | S3 | 200100220 | Beds, Electric
A57841 | Stryker Instruments Div Stryker Corp | S3 | 200100741 | Beds, Electric
A56414 | Stryker Corp Medical Div | S3 | 200100217 | Beds, Electric
A56024 | Stryker Corp Medical Div | S3 | 200100688 | Beds, Electric
A59552 | Stryker Corp Medical Div | Prime 5th Wheel 1105 | 1507035513 | Stretchers, Mobile, Hospital
A57869 | Stryker Corp Medical Div | S3 | 200100224 | Beds, Electric
A56306 | Stryker Corp Medical Div | S3 | 200100150 | Beds, Electric
A56372 | Stryker Corp Medical Div | S3 | 200100506 | Beds, Electric
bs29737 | Stryker Corp Medical Div | Prime TC | 201901891 | Chairs, Patient Transfer
A54849 | Stryker Corp Medical Div | Eye Surgery Stretcher | 2020006000741 | Stretchers, Mobile, Hospital
A59641 | Stryker Corp Medical Div | S3 | 200100441 | Beds, Electric
A57795 | Stryker Corp Medical Div | Prime Zoom 1125 | 2019007301529 | Stretchers, Mobile, Hospital, Radiographic
A56065 | Stryker Corp Medical Div | S3 | 200100665 | Beds, Electric
A59637 | Stryker Corp Medical Div | S3 | 200100188 | Beds, Electric
A59634 | Stryker Corp Medical Div | S3 | 200100260 | Beds, Electric
A59474 | Stryker Corp Medical Div | Prime Zoom 1125 | 2019007301236 | Stretchers, Mobile, Hospital, Radiographic
A56330 | Stryker Instruments Div Stryker Corp | S3 | 200100477 | Beds, Electric
bs24187 | Stryker Corp Medical Div | Prime TC | 2002030685 | Chairs, Patient Transfer
A56190 | Stryker Corp Medical Div | S3 | 200100265 | Beds, Electric
A48210 | Stryker Corp Medical Div | Prime Zoom 1125 | 1507035637 | Stretchers, Mobile, Hospital, Radiographic
| Stryker Corp Medical Div | Air Pump Plus | 2019021303540 | Pumps
BS32128 | Stryker Corp Medical Div | Eye Surgery Stretcher | 2019006001235 | Stretchers, Mobile, Hospital
A59548 | Stryker Corp Medical Div | S3 | 200100733 | Beds, Electric
A56302 | Stryker Corp Medical Div | S3 | 200100184 | Beds, Electric
A57814 | Stryker Corp Medical Div | S3 | 200100769 | Beds, Electric
A59649 | Stryker Instruments Div Stryker Corp | S3 | 200100127 | Beds, Electric
A56328 | Stryker Corp Medical Div | S3 | 200100142 | Beds, Electric
A56099 | Stryker Corp Medical Div | S3 | 200100746 | Beds, Electric
A56367 | Stryker Corp Medical Div | S3 | 200100511 | Beds, Electric
A59547 | Stryker Corp Medical Div | Prime 5th Wheel 1105 | 1507035510 | Stretchers, Mobile, Hospital
A56088 | Stryker Corp Medical Div | S3 | 200100466 | Beds, Electric
A59497 | Hill-Rom Services, Inc. | TranStar 8000 | C248AN1909 | Stretchers, Mobile, Hospital
A56085 | Stryker Corp Medical Div | S3 | 200100467 | Beds, Electric
| Stryker Corp Medical Div | Air Pump Plus | 2019021303623 | Pumps
A59669 | Stryker Corp Medical Div | Eye Surgery Stretcher | 1207035322 | Stretchers, Mobile, Hospital
A56406 | Stryker Corp Medical Div | S3 | 200100239 | Beds, Electric
A57872 | Stryker Corp Medical Div | Prime Zoom 1125 | 2021007300243 | Stretchers, Mobile, Hospital, Radiographic
A59550 | Stryker Corp Medical Div | Prime Zoom 1125 | 2019007301239 | Stretchers, Mobile, Hospital, Radiographic
A56288 | Stryker Corp Medical Div | S3 | 200100553 | Beds, Electric
A56022 | Stryker Corp Medical Div | S3 | 200100692 | Beds, Electric
A56168 | Stryker Corp Medical Div | S3 | 200100249 | Beds, Electric
bn22699 | Stryker Corp Medical Div | Eye Surgery Stretcher | 1207035320 | Stretchers, Mobile, Hospital
A56329 | Stryker Corp Medical Div | S3 | 200100147 | Beds, Electric
A56142 | Stryker Corp Medical Div | S3 | 200100725 | Beds, Electric
BS31140 | Welch Allyn Inc | Connex Spot Monitor | 100063543818 | Monitors, Physiologic, Vital Signs
194516 | Exergen Corporation | TemporalScanner TAT-5000 | A1210198 | Thermometers, Electronic, Infrared, Skin
BS31129 | Welch Allyn Inc | ELI 380 | 118340000252 | Electrocardiographs, Multichannel, Interpretive
BN29059 | Detecto - A Division of Cardinal Scale Manufacturing Co. | DR400C | 187003 | Scales, Patient, Floor
BS31144 | Welch Allyn Inc | Connex Spot Monitor | 100063623818 | Monitors, Physiologic, Vital Signs
BS32443 | Zoll Medical Corp | AED Plus | 080513150116 | Defibrillators, External, Automated
BS31133 | Reichert Ophthalmic Instruments Div | ClearChart 4 Digital Acuity System | 71400-0618 | Projectors, Photographic Slide, Eye Chart
BS34553 | Reliance Medical Products Inc | FX-920 | 099252c0414019 | Chairs, Examination/Treatment, Ophthalmology
| AMBCO | 650A | B13643 | Audiometers
163474 | Medline Industries Inc | Instant Read Digital Temple Thermometer | (21)1115320500374891 | Thermometers, Electronic, Infrared, Skin
| Exergen Corporation | TemporalScanner TAT-5000 | O921830 | Thermometers, Electronic, Infrared, Skin
| Welch Allyn Inc | Green Series 777 Diagnostic Wall System | 187054 | Ophthalmoscope/Otoscopes
BN26826 | Welch Allyn Inc | Green Series 600 | 409446 | Lights, Examination
| Exergen Corporation | TemporalScanner TAT-5000 | O921797 | Thermometers, Electronic, Infrared, Skin
BS31142 | Welch Allyn Inc | Connex Spot Monitor | 100067443818 | Monitors, Physiologic, Vital Signs
B36623 | Topcon America Corp | KR-1 Auto Kerato-Refractometer | 4369659 | Refractors, Ophthalmic, Automated
BS31005 | Midmark | Ritter 204 | V2030479 | Tables, Examination/Treatment, Adjustable
BN21753 | DeVilbiss Healthcare LLC | Pulmo-Aide | 1D222269 | Nebulizers
BS31037 | Welch Allyn Inc | Connex Spot Monitor | 100065340819 | Monitors, Physiologic, Vital Signs
bs24909 | Welch Allyn Inc | Connex Spot Monitor | 100042620818 | Monitors, Physiologic, Vital Signs
| ECHONOUS | EchoNous Bladder | S8R2306003-03 | Scanning Systems, Ultrasonic, Small-Parts, Urinary Bladder
bs21400 | Philips Medical Systems Cardiac and Monitoring Syste | HeartStart FRx | B10B-00782 | Defibrillators, External, Automated
b39118 | Curlin Medical, LLC | Curlin 6000 CMS | 337007 | Infusion Pumps, Multitherapy, Ambulatory
Bn24563 | Hill-Rom Services, Inc. | Transtar Stretcher Kit | D301AN4521 | Stretchers
BS30734 | Welch Allyn Inc | Green Series 777 Integrated Wall System | 167949 | Ophthalmoscope/Otoscope/Vital Signs Measuring Systems
| PELSTAR, LLC | Eye-Level Digital Scale | 502162400370 | Scales, Patient, Floor
| Detecto - A Division of Cardinal Scale Manufacturing Co. | APEX-AC | E21323-0009 | Scales, Patient, Floor
BN22056 | Midmark Corp | Ritter 222 | RK004111 | Tables, Examination/Treatment, Adjustable
A59768 | STERIS Corp | Amsco Warming Cabinet | 0407726006 | Warming Units, Multipurpose
Bn23172 | Midmark Corp | Midmark 604 | V313306 | Tables, Examination/Treatment, Adjustable
BN22813 | Midmark Corp | Ritter 223 | V1381699 | Tables, Examination/Treatment, Adjustable
BN27435 | Midmark | Ritter 204 | 167887 | Tables, Examination/Treatment, Adjustable
158790 | THERMO FISHER SCIENTIFIC | Sorvall ST 8FR | 42545322 | Centrifuges, Tabletop, High-Speed
BS30732 | Midmark Corp | Ritter 204 | V2106602 | Tables, Examination/Treatment, Adjustable
BN27734 | Welch Allyn Inc | Spot Vital Signs LXi | 20150401930 | Monitors, Physiologic, Vital Signs
BN27437 | Midmark Corp | Ritter 204 | V780329 | Tables, Examination/Treatment, Adjustable
BS17158 | Welch Allyn Inc | Spot Vital Signs LXi | 20071104828 | Monitors, Physiologic, Vital Signs
BS17610 | Philips Medical Systems Cardiac and Monitoring Syste | HeartStart FRx | B08E-02563 | Defibrillators, External, Automated
BS20474 | Welch Allyn Inc | Connex Vital Signs Monitor 6000 Series | 103000983113 | Monitors, Physiologic, Vital Signs
| Welch Allyn Inc | Connex Spot Monitor | 100000174423 | Monitors, Physiologic, Vital Signs
A57015 | Siemens Healthcare | Atellica CH 930 | IRB001462434 | Analyzers, Laboratory, Clinical Chemistry, Automated, Discrete
| AMBCO | 650A | B20405 | Audiometers
BS32027 | Welch Allyn Inc | ELI 280 | 119450001626 | Electrocardiographs, Multichannel, Interpretive
| Curlin Medical, LLC | Curlin 6000 CMS | 337002 | Infusion Pumps, Multitherapy, Ambulatory
BS17157 | Welch Allyn Inc | Spot Vital Signs LXi | 20071104795 | Monitors, Physiologic, Vital Signs
BS19079 | Welch Allyn Inc | Spot Vital Signs LXi | 20110302347 | Monitors, Physiologic, Vital Signs
BS31031 | Welch Allyn Inc | Connex Spot Monitor | 100065290819 | Monitors, Physiologic, Vital Signs
| Curlin Medical, LLC | Curlin 6000 CMS | 390841 | Infusion Pumps, Multitherapy, Ambulatory
bs33132 | Curlin Medical, LLC | Curlin 6000 CMS | 337003 | Infusion Pumps, Multitherapy, Ambulatory
BN28883 | Midmark Corp | Ritter 204 | V2106622 | Tables, Examination/Treatment, Adjustable
bn20658 | Philips Medical Systems Cardiac and Monitoring Syste | HeartStart FRx | B09E-00793 | Defibrillators, External, Automated
| AMBCO | 650A | B20406 | Audiometers
| Welch Allyn Inc | Connex Vital Signs Monitor 6000 Series | 100093083922 | Monitors, Physiologic, Vital Signs
| Curlin Medical, LLC | Curlin 6000 CMS | 292185 | Infusion Pumps, Multitherapy, Ambulatory
| Rice Lake Weighing Systems | RL-DBS-2 | 09032500394 | Scales, Infant
158781 | Midmark Corp | RITTER 104 | Cd071818 | Tables, Examination/Treatment, Adjustable
bs21638 | Welch Allyn Inc | Spot Vital Signs LXi | 20110302344 | Monitors, Physiologic, Vital Signs
| Midmark Corp | Ritter 204 | V2955243 | Tables, Examination/Treatment, Adjustable
| Curlin Medical, LLC | Curlin 6000 CMS | 296515 | Infusion Pumps, Multitherapy, Ambulatory
190453 | Welch Allyn Inc | Green Series 777 Diagnostic Wall System | NA | Ophthalmoscope/Otoscopes
BS30754 | Welch Allyn Inc | Wall Sphygmomanometer | 181022093155 | Sphygmomanometers, Aneroid
BN20321 | Midmark Corp | Ritter 204 | V526582 | Tables, Examination/Treatment, Adjustable
BS30663 | Welch Allyn Inc | Green Series 777 Diagnostic Wall System | 163409 | Ophthalmoscope/Otoscopes
BS30706 | Welch Allyn Inc | Wall Sphygmomanometer | 181022104985 | Sphygmomanometers, Aneroid
BS30731 | Welch Allyn Inc | Wall Sphygmomanometer | 181109133885 | Sphygmomanometers, Aneroid
190451 | Welch Allyn Inc | Green Series 777 Diagnostic Wall System | NA | Ophthalmoscope/Otoscopes
BS30692 | Welch Allyn Inc | Wall Sphygmomanometer | 181022100585 | Sphygmomanometers, Aneroid
| AccuVein | AccuVein AV500 | AV24050010 | Vein Finders, Infrared Light
BS30666 | Welch Allyn Inc | Green Series 777 Diagnostic Wall System | 167927 | Ophthalmoscope/Otoscopes
BS30668 | Welch Allyn Inc | Wall Sphygmomanometer | 181022103805 | Sphygmomanometers, Aneroid
158789 | Midmark Corp | RITTER 104 | CD071817 | Tables, Examination/Treatment, Adjustable
BS19750 | Welch Allyn Inc | Connex Vital Signs Monitor 6000 Series | 103000303111 | Monitors, Physiologic, Vital Signs
BS30672 | Welch Allyn Inc | Wall Sphygmomanometer | 181022143905 | Sphygmomanometers, Aneroid
BN20475 | Midmark Corp | Ritter 204 | V780031 | Tables, Examination/Treatment, Adjustable
BS30736 | Welch Allyn Inc | Wall Sphygmomanometer | 181022092825 | Sphygmomanometers, Aneroid
BS30673 | Welch Allyn Inc | Green Series 777 Integrated Wall System | 167965 | Ophthalmoscope/Otoscope/Vital Signs Measuring Systems
BS30696 | Welch Allyn Inc | Wall Sphygmomanometer | 181109045315 | Sphygmomanometers, Aneroid
BS30659 | Welch Allyn Inc | Green Series 777 Diagnostic Wall System | 167919 | Ophthalmoscope/Otoscopes
BS30703 | Welch Allyn Inc | Green Series 777 Diagnostic Wall System | 167878 | Ophthalmoscope/Otoscopes
BN15617 | Welch Allyn Inc | Exam Light III | 177039 | Lights, Examination
BS30679 | Welch Allyn Inc | Green Series 777 Integrated Wall System | 167906 | Ophthalmoscope/Otoscope/Vital Signs Measuring Systems
BS30697 | Welch Allyn Inc | Green Series 777 Integrated Wall System | 163420 | Ophthalmoscope/Otoscope/Vital Signs Measuring Systems
BN27530 | Midmark Corp | Ritter 204 | V780017 | Tables, Examination/Treatment, Adjustable
BN22816 | Midmark Corp | Ritter 223 | V816405 | Tables, Examination/Treatment, Adjustable
BS30743 | Welch Allyn Inc | Wall Sphygmomanometer | 181022092505 | Sphygmomanometers, Aneroid
bn27423 | Welch Allyn Inc | Exam Light III | 167946 | Lights, Examination
BS30658 | Welch Allyn Inc | Wall Sphygmomanometer | 181022235725 | Sphygmomanometers, Aneroid
BS30709 | Welch Allyn Inc | Green Series 777 Integrated Wall System | 137424 | Ophthalmoscope/Otoscope/Vital Signs Measuring Systems
BS30707 | Welch Allyn Inc | Green Series 777 Diagnostic Wall System | 167968 | Ophthalmoscope/Otoscopes
BS30740 | Welch Allyn Inc | Green Series 777 Diagnostic Wall System | 167963 | Ophthalmoscope/Otoscopes
BS30665 | Welch Allyn Inc | Wall Sphygmomanometer | 181022100155 | Sphygmomanometers, Aneroid
BS30700 | Welch Allyn Inc | Green Series 777 Diagnostic Wall System | 167883 | Ophthalmoscope/Otoscopes
| Curlin Medical, LLC | Curlin 6000 CMS | 296519 | Infusion Pumps, Multitherapy, Ambulatory
BS20476 | Welch Allyn Inc | Connex Vital Signs Monitor 6000 Series | 103000973113 | Monitors, Physiologic, Vital Signs
BN15579 | Welch Allyn Inc | Exam Light III | 177043 | Lights, Examination
BS30755 | Welch Allyn Inc | Green Series 777 Diagnostic Wall System | 167898 | Ophthalmoscope/Otoscopes
BS30661 | Welch Allyn Inc | Wall Sphygmomanometer | 181015160595 | Sphygmomanometers, Aneroid
190450 | Welch Allyn Inc | CE0050 | 220507154430 | Sphygmomanometers, Aneroid
BS30708 | Welch Allyn Inc | Wall Sphygmomanometer | 181022105955 | Sphygmomanometers, Aneroid
BS31607 | AccuVein | AccuVein AV500 | AV20170189 | Vein Finders, Infrared Light
| Exergen Corporation | TemporalScanner IR TAT-5000S | A1330687 | Thermometers, Electronic, Infrared, Skin
BS30720 | Welch Allyn Inc | Green Series 777 Integrated Wall System | 163416 | Ophthalmoscope/Otoscope/Vital Signs Measuring Systems
BS30722 | Welch Allyn Inc | Wall Sphygmomanometer | 181022095945 | Sphygmomanometers, Aneroid
BS30737 | Welch Allyn Inc | Green Series 777 Diagnostic Wall System | 167952 | Ophthalmoscope/Otoscopes
| Curlin Medical, LLC | Curlin 6000 CMS | 362142 | Infusion Pumps, Multitherapy, Ambulatory
BS30726 | Welch Allyn Inc | Green Series 777 Diagnostic Wall System | 167893 | Ophthalmoscope/Otoscopes
BS30713 | Welch Allyn Inc | Green Series 777 Diagnostic Wall System | 167875 | Ophthalmoscope/Otoscopes
bs30691 | Welch Allyn Inc | Green Series 777 Integrated Wall System | 137408 | Ophthalmoscope/Otoscope/Vital Signs Measuring Systems
BS30747 | Welch Allyn Inc | Green Series 777 Diagnostic Wall System | 167957 | Ophthalmoscope/Otoscopes
BN12000 | Midmark Corp | Ritter 104 | E026395 | Tables, Examination/Treatment, Adjustable
| Curlin Medical, LLC | Curlin 6000 CMS | 377541 | Infusion Pumps, Multitherapy, Ambulatory
| Curlin Medical, LLC | Curlin 6000 CMS | 278087 | Infusion Pumps, Multitherapy, Ambulatory
BS30669 | Welch Allyn Inc | Green Series 777 Diagnostic Wall System | 167929 | Ophthalmoscope/Otoscopes
BS31741 | Curlin Medical, LLC | Curlin 6000 CMS | 296520 | Infusion Pumps, Multitherapy, Ambulatory
bs20451 | Curlin Medical, LLC | Curlin 6000 CMS | 273125 | Infusion Pumps, Multitherapy, Ambulatory
b41650 | Curlin Medical, LLC | Curlin 6000 CMS | 337000 | Infusion Pumps, Multitherapy, Ambulatory
BS30739 | Welch Allyn Inc | Wall Sphygmomanometer | 181022090105 | Sphygmomanometers, Aneroid
bs23528 | Quincy Lab | ReadyBath | L-15266 | Warming Units, Multipurpose
BS30675 | Welch Allyn Inc | Wall Sphygmomanometer | 1810161185725 | Sphygmomanometers, Aneroid
190454 | Welch Allyn Inc | SureTemp Plus 690 | 22275267 | Thermometers, Electronic
BS30725 | Welch Allyn Inc | Wall Sphygmomanometer | 181022090325 | Sphygmomanometers, Aneroid
bs29746 | Baxter | REPEATER Pump | PL0007179 | Liquid-Dispensing Systems, Pharmaceutical
BS30676 | Welch Allyn Inc | Green Series 777 Diagnostic Wall System | 167902 | Ophthalmoscope/Otoscopes
BS30744 | Welch Allyn Inc | Green Series 777 Integrated Wall System | 167959 | Ophthalmoscope/Otoscope/Vital Signs Measuring Systems
190452 | Welch Allyn Inc | SureTemp Plus 690 | 22275321 | Thermometers, Electronic
BS30694 | Welch Allyn Inc | Green Series 777 Diagnostic Wall System | 167886 | Ophthalmoscope/Otoscopes
| Detecto - A Division of Cardinal Scale Manufacturing Co. | Weigh Beam Eye-Level | 137405 | Scales, Patient, Platform, Mechanical
| Midmark Corp | Ritter 244 | 183903 | Tables, Examination/Treatment, Adjustable
BS30746 | Welch Allyn Inc | Wall Sphygmomanometer | 181022110505 | Sphygmomanometers, Aneroid
BS30702 | Welch Allyn Inc | Wall Sphygmomanometer | 181015161785 | Sphygmomanometers, Aneroid
BN20305 | Med-Tec | Dual Function Vac-Lok Pump | 24109 | Pumps
BS30733 | Welch Allyn Inc | Wall Sphygmomanometer | 181031082435 | Sphygmomanometers, Aneroid
BS30655 | Welch Allyn Inc | Wall Sphygmomanometer | 181022093045 | Sphygmomanometers, Aneroid
BS30717 | Welch Allyn Inc | Wall Sphygmomanometer | 181022095205 | Sphygmomanometers, Aneroid
BN15582 | Welch Allyn Inc | Exam Light III | 177040 | Lights, Examination
BS22071 | Welch Allyn Inc | Connex Vital Signs Monitor 6000 Series | 103000461911 | Monitors, Physiologic, Vital Signs
BS31738 | Curlin Medical, LLC | Curlin 6000 CMS | 296693 | Infusion Pumps, Multitherapy, Ambulatory
bn22943 | Welch Allyn Inc | Wall Sphygmomanometer | 130408063806 | Sphygmomanometers, Aneroid
BS30699 | Welch Allyn Inc | Wall Sphygmomanometer | 181109133775 | Sphygmomanometers, Aneroid
BS30693 | Welch Allyn Inc | Wall Sphygmomanometer | 181031095255 | Sphygmomanometers, Aneroid
BS30712 | Welch Allyn Inc | Wall Sphygmomanometer | 181015160385 | Sphygmomanometers, Aneroid
BS30723 | Welch Allyn Inc | Green Series 777 Diagnostic Wall System | 167889 | Ophthalmoscope/Otoscopes
BS30656 | Welch Allyn Inc | Green Series 777 Integrated Wall System | 167923 | Ophthalmoscope/Otoscope/Vital Signs Measuring Systems
BN27528 | Welch Allyn Inc | Wall Sphygmomanometer | 100331105016 | Sphygmomanometers, Aneroid
BS30719 | Welch Allyn Inc | Wall Sphygmomanometer | 181016185515 | Sphygmomanometers, Aneroid
BS30718 | Welch Allyn Inc | Green Series 777 Diagnostic Wall System | 167873 | Ophthalmoscope/Otoscopes
BN27732 | Welch Allyn Inc | Spot Vital Signs LXi | 20150401903 | Monitors, Physiologic, Vital Signs
BN27434 | Midmark Corp | Ritter 204 | V816226 | Tables, Examination/Treatment, Adjustable
| Welch Allyn Inc | Connex Spot Monitor | 100093113922 | Monitors, Physiologic, Vital Signs
BS30671 | Midmark Corp | Ritter 225 | V2103128 | Tables, Examination/Treatment, Adjustable
BN28644 | Philips Medical Systems Cardiac and Monitoring Syste | HeartStart FRx | B15L-07601 | Defibrillators, External, Automated
BN27432 | Midmark Corp | Ritter 204 | V780472 | Tables, Examination/Treatment, Adjustable
| Curlin Medical, LLC | Curlin 6000 CMS | 286736 | Infusion Pumps, Multitherapy, Ambulatory
BS30742 | Midmark Corp | Ritter 204 | V2106394 | Tables, Examination/Treatment, Adjustable
BS31771 | Curlin Medical, LLC | Curlin 6000 CMS | 274748 | Infusion Pumps, Multitherapy, Ambulatory
BN22051 | Midmark Corp | Ritter 304 | V40017 | Tables, Examination/Treatment, Adjustable
BN27736 | Welch Allyn Inc | Spot Vital Signs LXi | 20150401920 | Monitors, Physiologic, Vital Signs
BS30752 | Midmark Corp | Ritter 204 | V2106420 | Tables, Examination/Treatment, Adjustable
BS31737 | Curlin Medical, LLC | Curlin 6000 CMS | 292200 | Infusion Pumps, Multitherapy, Ambulatory
| Curlin Medical, LLC | Curlin 6000 CMS | 377531 | Infusion Pumps, Multitherapy, Ambulatory
163699 | Welch Allyn Inc | Connex Spot Monitor | 100065350819 | Monitors, Physiologic, Vital Signs
b15188 | Curlin Medical, LLC | Curlin 6000 CMS | 337025 | Infusion Pumps, Multitherapy, Ambulatory
| Curlin Medical, LLC | Curlin 6000 CMS | 301055 | Infusion Pumps, Multitherapy, Ambulatory
BN27436 | Midmark Corp | Ritter 204 | V779977 | Tables, Examination/Treatment, Adjustable
| AMBCO | 650A | B19784 | Audiometers
BS31033 | Welch Allyn Inc | Connex Spot Monitor | 100065400819 | Monitors, Physiologic, Vital Signs
BS31035 | Welch Allyn Inc | Connex Spot Monitor | 100065360819 | Monitors, Physiologic, Vital Signs
| Welch Allyn Inc | 767 Wall Transformer | 11334 | Transformers, Constant Voltage
BS21658 | Welch Allyn Inc | Connex Vital Signs Monitor 6000 Series | 103001780412 | Monitors, Physiologic, Vital Signs
| Welch Allyn Inc | Connex Spot Monitor | 100099974423 | Monitors, Physiologic, Vital Signs
| Welch Allyn Inc | Connex Vital Signs Monitor 6000 Series | 100093063922 | Monitors, Physiologic, Vital Signs
BN26700 | Midmark Corp | Ritter 204 | V780457 | Tables, Examination/Treatment, Adjustable
BN20319 | Welch Allyn Inc | SureTemp Plus 690 | 07496154 | Thermometers, Electronic
BS33446 | THERMO SCIENTIFIC | Sorvall ST 8R | 42548094 | Centrifuges, Tabletop, High-Speed, Refrigerated
BS30681 | Midmark Corp | Ritter 225 | V2103119 | Tables, Examination/Treatment, Adjustable
| Midmark Corp | Ritter 244 | 230500407 | Tables, Examination/Treatment, Adjustable
BS20477 | Welch Allyn Inc | Connex Vital Signs Monitor 6000 Series | 103000963113 | Monitors, Physiologic, Vital Signs
BS22023 | Midmark Corp | Midmark 604 | V313256 | Tables, Examination/Treatment, Adjustable
190449 | Welch Allyn Inc | CE0050 | 220507152750 | Sphygmomanometers, Aneroid
| Welch Allyn Inc | Connex Spot Monitor | 100065310819 | Monitors, Physiologic, Vital Signs
bs29527 | Curlin Medical, LLC | Curlin 6000 CMS | 292194 | Infusion Pumps, Multitherapy, Ambulatory
BN20731 | CIVCO Medical Soluctions | Water Bath with Digital Readout Level | 5422 | Baths, Water, Laboratory
Bs19745 | Welch Allyn Inc | Connex Vital Signs Monitor 6000 Series | 103000243111 | Monitors, Physiologic, Vital Signs
b15183 | Curlin Medical, LLC | Curlin 6000 CMS | 337006 | Infusion Pumps, Multitherapy, Ambulatory
b15189 | Curlin Medical, LLC | Curlin 6000 CMS | 337004 | Infusion Pumps, Multitherapy, Ambulatory
| Curlin Medical, LLC | Curlin 6000 CMS | 362178 | Infusion Pumps, Multitherapy, Ambulatory
BS30674 | Midmark | Ritter 204 | V2106410 | Tables, Examination/Treatment, Adjustable
BS17155 | Welch Allyn Inc | Spot Vital Signs LXi | 20071104834 | Monitors, Physiologic, Vital Signs
BN21341 | Midmark Corp | Ritter 204 | V787052 | Tables, Examination/Treatment, Adjustable
BS33702 | Curlin Medical, LLC | Curlin 6000 CMS | 296517 | Infusion Pumps, Multitherapy, Ambulatory
bs34851 | Curlin Medical, LLC | Curlin 6000 CMS | 292190 | Infusion Pumps, Multitherapy, Ambulatory
BS20383 | Olympus America | BX45 | 3D17104 | Microscopes, Light, Laboratory
BN20307 178646 | Welch Allyn Inc | Tycos 509 | 071105182618 | Sphygmomanometers, Aneroid
| Curlin Medical, LLC | Curlin 6000 CMS | 362259 | Infusion Pumps, Multitherapy, Ambulatory
B15224 | Curlin Medical, LLC | Curlin 6000 CMS | 337001 | Infusion Pumps, Multitherapy, Ambulatory
BS30678 | Welch Allyn Inc | Wall Sphygmomanometer | 181015163595 | Sphygmomanometers, Aneroid
BS35035 | Midmark Corp | Ritter 204 | V1234214 | Tables, Examination/Treatment, Adjustable
bs33901 | Curlin Medical, LLC | Curlin 6000 CMS | 292189 | Infusion Pumps, Multitherapy, Ambulatory
BS20468 | Allied Healthcare Products, Inc. | G180 OptiVac | MR104553 | Aspirators, Airway
| Rice Lake Weighing Systems | SB-1150 | 167669 | Scales, Patient
BN16816 | Midmark Corp | Midmark 604 | V636724 | Tables, Examination/Treatment, Adjustable
| Curlin Medical, LLC | Curlin 6000 CMS | 292193 | Infusion Pumps, Multitherapy, Ambulatory
| Exergen Corporation | TemporalScanner TAT-2000 | NSN | Thermometers, Electronic, Infrared, Skin
BS30730 | Welch Allyn Inc | Green Series 777 Integrated Wall System | 163413 | Ophthalmoscope/Otoscope/Vital Signs Measuring Systems
BS30664 | Midmark | Ritter 204 | V2106391 | Tables, Examination/Treatment, Adjustable
| Curlin Medical, LLC | Curlin 6000 CMS | 296518 | Infusion Pumps, Multitherapy, Ambulatory
| Curlin Medical, LLC | Curlin 6000 CMS | 122400001874 | Infusion Pumps, Multitherapy, Ambulatory
158777 | Welch Allyn Inc | Spot Vital Signs LXi | 20090301330 | Monitors, Physiologic, Vital Signs
BS31740 | Curlin Medical, LLC | Curlin 6000 CMS | 28845 | Infusion Pumps, Multitherapy, Ambulatory
Bn20015 | Midmark Corp | Midmark 604 | V682373 | Tables, Examination/Treatment, Adjustable
BN21281 | Detecto - A Division of Cardinal Scale Manufacturing Co. | Digital Waist-High Physician Scale | E14810-0253 | Scales, Patient, Floor
| Curlin Medical, LLC | Curlin 6000 CMS | 390905 | Infusion Pumps, Multitherapy, Ambulatory
BS31608 | AccuVein | AccuVein AV500 | AV20170186 | Vein Finders, Infrared Light
BS19843 | Welch Allyn Inc | Connex Vital Signs Monitor 6000 Series | 103001741212 | Monitors, Physiologic, Vital Signs
BN27733 | Welch Allyn Inc | Spot Vital Signs LXi | 20150401934 | Monitors, Physiologic, Vital Signs
BN12003 | Hamilton Medical Inc | E Series | 167881 | Tables, Examination/Treatment, Adjustable
BN16335 | Detecto - A Division of Cardinal Scale Manufacturing Co. | Digital Waist-High Physician Scale | E07908-0346 | Scales, Patient, Floor
BS34842 | Sysmex Corp of America | XN-10 | 41627 | Analyzers, Laboratory, Hematology, Cell Counting, Automated
bs31038 | Welch Allyn Inc | Connex Spot Monitor | 100065320819 | Monitors, Physiologic, Vital Signs
BS24910 | Welch Allyn Inc | Connex Spot Monitor | 100038710718 | Monitors, Physiologic, Vital Signs
BN22059 | Midmark Corp | Ritter 304 | V39989 | Tables, Examination/Treatment, Adjustable
BS21657 | Welch Allyn Inc | Connex Vital Signs Monitor 6000 Series | 103001790412 | Monitors, Physiologic, Vital Signs
| Welch Allyn Inc | Spot Vital Signs LXi | 20090401738 | Monitors, Physiologic, Vital Signs
BS19743 | Welch Allyn Inc | Connex Vital Signs Monitor 6000 Series | 103000293111 | Monitors, Physiologic, Vital Signs
| Welch Allyn Inc | Green Series 777 Diagnostic Wall System | 236009 | Ophthalmoscope/Otoscopes
BS24974 | Welch Allyn Inc | Green Series 777 Diagnostic Wall System | 182368 | Ophthalmoscope/Otoscopes
BN21061 | Detecto - A Division of Cardinal Scale Manufacturing Co. | 758C | E17809-0014 | Scales, Patient, Floor
B15229 | Curlin Medical, LLC | Curlin 6000 CMS | 287127 | Infusion Pumps, Multitherapy, Ambulatory
BS20475 | Welch Allyn Inc | Connex Vital Signs Monitor 6000 Series | 103000993113 | Monitors, Physiologic, Vital Signs
B15210 | Siemens Healthcare | Hematek 3000 | 214387 | Slide Stainers, Hematology
| Curlin Medical, LLC | Curlin 6000 CMS | 390848 | Infusion Pumps, Multitherapy, Ambulatory
BN28558 | Rice Lake Weighing Systems | Digital Wheelchair Scale | 101014C119575 | Scales, Patient, Wheelchair
| Curlin Medical, LLC | Curlin 6000 CMS | 288452 | Infusion Pumps, Multitherapy, Ambulatory
Bs21357 | Welch Allyn Inc | Spot Vital Signs LXi | 20100805314 | Monitors, Physiologic, Vital Signs
158774 | AMBCO | 650A | B11124 | Audiometers
| Curlin Medical, LLC | Curlin 6000 CMS | 292195 | Infusion Pumps, Multitherapy, Ambulatory
| Midmark Corp | Ritter 204 | 185704 | Tables, Examination/Treatment, Adjustable
| Midmark Corp | Ritter 204 | 185712 | Tables, Examination/Treatment, Adjustable
BS24155 | Midmark Corp | Ritter 204 | V636709 | Tables, Examination/Treatment, Adjustable
B41544 | GE Medical Systems | Corometrics 172 | SNV20350033PAS | Monitors, Physiologic, Fetal, Antepartum, Bedside
BS20982 | Detecto - A Division of Cardinal Scale Manufacturing Co. | 750 | E28317-0087 | Scales, Patient, Floor
| Seca Corp | seca 374 | 10000001352202 | Scales, Infant
BN5415 | Midmark Corp | Ritter 100 | KF003039 | Tables, Examination/Treatment, Adjustable
Bn27585 | Welch Allyn Inc | Tycos 509 | 990111259 | Sphygmomanometers, Aneroid
| Seca Corp | seca 374 | 10000001352200 | Scales, Infant
| Health-O-Meter Inc | Digital Floor Scale | 350272483097 | Scales, Patient, Floor
BS30834 | CONMED Corporation | Hyfrecator 2000 | 18180279 | Electrosurgical Units, Monopolar/Bipolar
BN18778 | SR Scales | 725L | 4079 | Scales, Patient, Wheelchair
BS22191 | Philips Medical Systems Cardiac and Monitoring Syste | HeartStart FRx | b13g-00879 | Defibrillators, External, Automated
BN27580 | Welch Allyn Inc | Tycos 509 | 9805280182 | Sphygmomanometers, Aneroid
BN27917 | Welch Allyn Inc | Spot Vital Signs LXi | 2015010503 | Monitors, Physiologic, Vital Signs
BN5436 | Welch Allyn Inc | 767 Wall Transformer | 163282 | Transformers, Constant Voltage
BS19525 | Welch Allyn Inc | Connex Vital Signs Monitor 6000 Series | 103000031311 | Monitors, Physiologic, Vital Signs
BN27601 | Welch Allyn Inc | Tycos 509 | 9901202064 | Sphygmomanometers, Aneroid
BN27874 | Welch Allyn Inc | Tycos 509 | 9901191799 | Sphygmomanometers, Aneroid
Bn10007 | Welch Allyn Inc | 767 Wall Transformer | 157154 | Transformers, Constant Voltage
BN27589 | Welch Allyn Inc | Tycos 509 | 9901060840 | Sphygmomanometers, Aneroid
BN5412 | Midmark Corp | RITTER 104 | KE012232 | Tables, Examination/Treatment, Adjustable
B34427 | Midmark | Ritter 204 | V656563 | Tables, Examination/Treatment, Adjustable
| Scale-Tronix Inc | 6702 Wheelchair Scale | U107243233613 | Scales, Patient, Wheelchair
Bs22069 | Welch Allyn Inc | Connex Vital Signs Monitor 6000 Series | 103000491911 | Monitors, Physiologic, Vital Signs
BN27586 | Welch Allyn Inc | Tycos 509 | 9901061091 | Sphygmomanometers, Aneroid
BN27602 | Welch Allyn Inc | Tycos 509 | 9901060887 | Sphygmomanometers, Aneroid
BN5464 | Midmark Corp | Ritter 100 | KF003038 | Tables, Examination/Treatment, Adjustable
BN16862 | Detecto - A Division of Cardinal Scale Manufacturing Co. | 750 | E21908-0063 | Scales, Patient, Floor
BN5474 | Welch Allyn Inc | 767 Wall Transformer | NSN | Transformers, Constant Voltage
BN16843 | Detecto - A Division of Cardinal Scale Manufacturing Co. | 750 | E22408-0222 | Scales, Patient, Floor
| Edan Instruments, Inc. | SD3 Pro | 560027-M25402550019 | Detectors, Blood Flow, Ultrasonic
BN16840 | Detecto - A Division of Cardinal Scale Manufacturing Co. | 750 | E21908-0067 | Scales, Patient, Floor
BN20097 | Midmark Corp | Ritter 204 | V1196247 | Tables, Examination/Treatment, Adjustable
| Draeger Medical Inc. | JM-105 Jaundice Meter | H2507876 | Bilirubinometers
| Medline Industries Inc | Infrared No-Touch Forehead Thermometer | 111532145011051F | Thermometers, Electronic, Infrared, Skin
Bn21506 | Midmark Corp | Ritter 204 | V880398 | Tables, Examination/Treatment, Adjustable
BN21355 | Detecto - A Division of Cardinal Scale Manufacturing Co. | Waist-High Digital Health Care Scale | E27309-0060 | Scales, Patient, Floor
BS19184 | Philips Medical Systems Cardiac and Monitoring Syste | HeartStart FRx | B08J-00763 | Defibrillators, External, Automated
BS24154 | AMBCO | 650A | B13457 | Audiometers
BN5497 | Welch Allyn Inc | 767 Wall Transformer | 157151 | Transformers, Constant Voltage
BN25036 | Welch Allyn Inc | Tycos 509 | 050506165916 | Sphygmomanometers, Aneroid
BS34528 | Philips Medical Systems Cardiac and Monitoring Syste | HeartStart FRx | B20f-0668 | Defibrillators, External, Automated
| Seca Corp | seca 869 | 10000000923440 | Scales, Patient, Floor
BN16861 | Detecto - A Division of Cardinal Scale Manufacturing Co. | 750 | E22408-0226 | Scales, Patient, Floor
BN27878 | Welch Allyn Inc | Tycos 509 | 9901112036 | Sphygmomanometers, Aneroid
BN27875 | Welch Allyn Inc | Tycos 509 | 9901060878 | Sphygmomanometers, Aneroid
Bn18367 | ENOCHS Examining Room Furniture | 6000 | P00951 | Tables, Examination/Treatment
BN21213 | PHC Corp of North America | MPR-414F | 09070298 | Refrigerators, Pharmacy
BN5479 | Welch Allyn Inc | 767 Wall Transformer | NSN | Transformers, Constant Voltage
BN16849 | Detecto - A Division of Cardinal Scale Manufacturing Co. | 750 | E22408-0230 | Scales, Patient, Floor
BN27591 | Welch Allyn Inc | Tycos 509 | 9901112243 | Sphygmomanometers, Aneroid
BN10016 | Welch Allyn Inc | 767 Wall Transformer | 167369 | Transformers, Constant Voltage
BN10003 | Midmark Corp | Ritter 100 | KF003046 | Tables, Examination/Treatment, Adjustable
bn27599 | Welch Allyn Inc | Tycos 509 | 9901060992 | Sphygmomanometers, Aneroid
BN5444 | Welch Allyn Inc | 767 Wall Transformer | 163330 | Transformers, Constant Voltage
BS32397 | Welch Allyn Inc | Connex Vital Signs Monitor 6000 Series | 103002601713 | Monitors, Physiologic, Vital Signs
BS24927 | Detecto - A Division of Cardinal Scale Manufacturing Co. | APEX-AC | E34520-0117 | Scales, Patient, Floor
BN27870 | Welch Allyn Inc | Tycos 509 | 9901060858 | Sphygmomanometers, Aneroid
BS19171 | Philips Medical Systems Cardiac and Monitoring Syste | HeartStart FRx | B08H-02459 | Defibrillators, External, Automated
BN16844 | Detecto - A Division of Cardinal Scale Manufacturing Co. | 750 | E22408-0216 | Scales, Patient, Floor
bn27884 | Welch Allyn Inc | Tycos 509 | 990112239 | Sphygmomanometers, Aneroid
BN16013 | Tanita | Digital Scale | 07010878 | Scales, Patient, Floor
bn27598 | Welch Allyn Inc | Tycos 509 | 9901202076 | Sphygmomanometers, Aneroid
BN18792 | Welch Allyn Inc | 767 Wall Transformer | NSN | Transformers, Constant Voltage
BS34659 | Ohaus Corporation | ADVENTURER PRECISION AX423N | 8330280155 | Scales, Clinical, Precision
| Midmark | Ritter 204 | v2337899 | Tables, Examination/Treatment, Adjustable
BN5409 | Midmark Corp | RITTER 104 | KE012233 | Tables, Examination/Treatment, Adjustable
B16059 | Welch Allyn Inc | Connex Vital Signs Monitor 6000 Series | 21100092341621 | Monitors, Physiologic, Vital Signs
BN21994 | Welch Allyn Inc | 767 Wall Transformer | 1406247 | Transformers, Constant Voltage
BN10019 | Welch Allyn Inc | 767 Wall Transformer | 167394 | Transformers, Constant Voltage
B27994 | Welch Allyn Inc | ELI 380 | 121090000219 | Electrocardiographs, Multichannel, Interpretive
BS19526 | Welch Allyn Inc | Connex Vital Signs Monitor 6000 Series | 103000881211 | Monitors, Physiologic, Vital Signs
BN5410 | Welch Allyn Inc | 767 Wall Transformer | NSN | Transformers, Constant Voltage
BN5405 | Welch Allyn Inc | 767 Wall Transformer | NSN | Transformers, Constant Voltage
BN23076 | Detecto - A Division of Cardinal Scale Manufacturing Co. | 758C | E08511-0075 | Scales, Patient, Floor
BN26506 | Welch Allyn Inc | Tycos 509 | 0210140199 | Sphygmomanometers, Aneroid
BS30340 | Health-O-Meter Inc | Digital Pediatric Tray Scale | 5220007721 | Scales, Infant
A57014 | Midmark | Midmark 626 | V2764622 | Tables, Examination/Treatment, Adjustable
BN16854 | Detecto - A Division of Cardinal Scale Manufacturing Co. | 750 | E21908-0070 | Scales, Patient, Floor
BN21998 | Welch Allyn Inc | Tycos 509 | 110511205817 | Sphygmomanometers, Aneroid
BN5439 | Welch Allyn Inc | 767 Wall Transformer | NSN | Transformers, Constant Voltage
BN5451 | Midmark Corp | Ritter 104 | KE012229 | Tables, Examination/Treatment, Adjustable
BN27867 | Welch Allyn Inc | Tycos 509 | 9901202097 | Sphygmomanometers, Aneroid
BN16846 | Detecto - A Division of Cardinal Scale Manufacturing Co. | 750 | E22408-0220 | Scales, Patient, Floor
BN27588 | Welch Allyn Inc | Tycos 509 | 9901061031 | Sphygmomanometers, Aneroid
bn21255 | Midmark Corp | Ritter 204 | v303178 | Tables, Examination/Treatment, Adjustable
BN27028 | Midmark Corp | RITTER 104 | CD097332 | Tables, Examination/Treatment, Adjustable
| Philips Medical Systems Cardiac and Monitoring Syste | HeartStart FRx | NSN | Defibrillators, External, Automated
| Drive DeVilbiss Healthcare Inc | Pulmo-Aide | D2811164 | Nebulizers
BN27590 | Welch Allyn Inc | 767 Wall Transformer | NSN | Transformers, Constant Voltage
| Welch Allyn Inc | 767 Wall Transformer | NSN | Transformers, Constant Voltage
BS21647 | Welch Allyn Inc | Spot Vital Signs LXi | 20111108745 | Monitors, Physiologic, Vital Signs
| Detecto - A Division of Cardinal Scale Manufacturing Co. | 750 | E22408-0223 | Scales, Patient, Floor
B16062 | Welch Allyn Inc | Connex Spot Monitor | 100092161621 | Monitors, Physiologic, Vital Signs
BN16859 | Detecto - A Division of Cardinal Scale Manufacturing Co. | 750 | E22408-0227 | Scales, Patient, Floor
BN16842 | Detecto - A Division of Cardinal Scale Manufacturing Co. | 750 | E22408-0214 | Scales, Patient, Floor
BN16853 | Detecto - A Division of Cardinal Scale Manufacturing Co. | 750 | E22408-0229 | Scales, Patient, Floor
| Seca Corp | seca 777 | 10000001522260 | Scales, Patient, Floor
BN5470 | Welch Allyn Inc | 767 Wall Transformer | NSN | Transformers, Constant Voltage
B13826 | Welch Allyn Inc | Connex Vital Signs Monitor 6000 Series | 103000441911 | Monitors, Physiologic, Vital Signs
| Midmark Corp | Ritter 253 | V2588923 | Lights, Examination
190301 | Midmark Corp | Ritter 224 | V2311172 | Tables, Examination/Treatment, Adjustable
BN15567 | Welch Allyn Inc | Exam Light III | 177046 | Lights, Examination
B41178 | Wallach Surgical Devices Inc | ZoomStar | 2021100013 | Colposcopes
Bs-22060 | Leisegang Medical Inc | OptiK Model 2 | 08-58427 | Colposcopes
BS23662 | Welch Allyn Inc | Tycos 509 | 07031343237 | Sphygmomanometers, Aneroid
bn25988 | Seca Corp | seca 769 | 5769059148806 | Scales, Patient, Floor
190484 | Welch Allyn Inc | Connex Spot Monitor | 100007024922 | Monitors, Physiologic, Vital Signs
BN28114 | Welch Allyn Inc | Tycos 509 | 070313153800 | Sphygmomanometers, Aneroid
| Exergen Corporation | TemporalScanner TAT-5000 | A1292374 | Thermometers, Electronic, Infrared, Skin
| AMBCO | 650A | B19310 | Audiometers
| Midmark Corp | Ritter 253 | NSN168756 | Lights, Examination
B24194 | Seca Corp | seca 769 | 5769350150032 | Scales, Patient, Floor
BN15615 | Welch Allyn Inc | 767 Wall Transformer | 191525 | Transformers, Constant Voltage
| THERMO SCIENTIFIC | Sorvall ST 8R | 43072537 | Centrifuges, Tabletop, High-Speed, Refrigerated
BN15605 | Welch Allyn Inc | 767 Wall Transformer | 191533 | Transformers, Constant Voltage
BN24915 | CooperSurgical, Inc. | ClearTone | 09132015 | Detectors, Fetal Heart, Ultrasonic
bn26764 | Welch Allyn Inc | Spot Vital Signs LXi | 20160811338 | Monitors, Physiologic, Vital Signs
BN15626 | Seca Corp | seca 703 | 5703343065123 | Scales, Patient, Floor
BN15580 | Welch Allyn Inc | 767 Wall Transformer | 159782 | Transformers, Constant Voltage
| Midmark Corp | Ritter 253 | NSN168755 | Lights, Examination
BN15586 | Welch Allyn Inc | 767 Wall Transformer | 159796 | Transformers, Constant Voltage
BN22696 | Midmark Corp | Ritter 223 | V1186815 | Tables, Examination/Treatment, Adjustable
BS21508 | Welch Allyn Inc | Spot Vital Signs LXi | 2011010096 | Monitors, Physiologic, Vital Signs
| Detecto - A Division of Cardinal Scale Manufacturing Co. | APEX-AC | E31422-0097 | Scales, Patient, Floor
BN10311 | Detecto - A Division of Cardinal Scale Manufacturing Co. | Weigh Beam Eye-Level | 0107-2123 | Scales, Patient, Platform, Mechanical
bn29089 | CooperSurgical, Inc. | ClearTone | 05140833 | Detectors, Fetal Heart, Ultrasonic
BN15611 | Welch Allyn Inc | Exam Light III | 177044 | Lights, Examination
| Midmark Corp | Midmark 640 Pediatric | 176431 | Tables, Examination/Treatment
Bn23160 | CooperSurgical, Inc. | ClearTone | Cc003416 | Detectors, Fetal Heart, Ultrasonic
BN20317 | Welch Allyn Inc | Tycos 509 | 071106182136 | Sphygmomanometers, Aneroid
| Detecto - A Division of Cardinal Scale Manufacturing Co. | APEX | E32423-0191 | Scales, Patient, Floor
BN15572 | Welch Allyn Inc | Exam Light III | 185764 | Lights, Examination
| Zoll Medical Corp | AED Plus | 416323 | Defibrillators, External, Automated
158753 | Midmark Corp | Ritter 204 | V904206 | Tables, Examination/Treatment, Adjustable
| Edan Instruments, Inc. | F2 Fetal Monitor | 560051-M24B18920003 | Monitors, Physiologic, Fetal, Intrapartum, Bedside
| Detecto - A Division of Cardinal Scale Manufacturing Co. | APEX-AC | E31422-0102 | Scales, Patient, Floor
BN15568 | Midmark | Ritter 204 | V449628 | Tables, Examination/Treatment, Adjustable
| Welch Allyn Inc | Connex Spot Monitor | 100009383825 | Monitors, Physiologic, Vital Signs
| Summit Doppler Systems, Inc. | LifeDop 250R | 250530-172347 | Detectors, Blood Flow, Ultrasonic
BS22864 | Welch Allyn Inc | Spot Vital Signs LXi | 20140505798 | Monitors, Physiologic, Vital Signs
B24191 | Detecto - A Division of Cardinal Scale Manufacturing Co. | 6745 Digital Infant Scale | E11108-0354 | Scales, Infant
| Welch Allyn Inc | Spot Vital Signs LXi | 20150704753 | Monitors, Physiologic, Vital Signs
BN25990 | Seca Corp | seca 700 | 5769322139944 | Scales, Patient, Floor
| Welch Allyn Inc | Tycos 509 | 100009393825 | Sphygmomanometers, Aneroid
BN25009 | Welch Allyn Inc | SureTemp Plus 692 | 08481075 | Thermometers, Electronic
| Welch Allyn Inc | Spot Vital Signs LXi | 10101 | Monitors, Physiologic, Vital Signs
BN20339 | Welch Allyn Inc | Tycos 509 | 091201145735 | Sphygmomanometers, Aneroid
157097 | Midmark Corp | Ritter 104 | CD066748 | Tables, Examination/Treatment, Adjustable
BN28984 | Exergen Corporation | TemporalScanner TAT-5000 | A860880 | Thermometers, Electronic, Infrared, Skin
BN23178 | Welch Allyn Inc | Tycos 509 | 9608021920 | Sphygmomanometers, Aneroid
BN23194 | Midmark Corp | Ritter 104 | CD066749 | Tables, Examination/Treatment, Adjustable
BN23179 | Welch Allyn Inc | Tycos 509 | 9608022322 | Sphygmomanometers, Aneroid
BN2052 | Drive DeVilbiss Healthcare Inc | Pulmo-Aide | D2866097 | Nebulizers
| Exergen Corporation | TemporalScanner TAT-5000 | A1211880 | Thermometers, Electronic, Infrared, Skin
bs24149 | Welch Allyn Inc | Tycos 509 | 089618508 | Sphygmomanometers, Aneroid
BS24754 | Midmark Corp | Ritter 223 | V899225 | Tables, Examination/Treatment, Adjustable
BS24751 | Midmark | M11 UltraClave | V904035 | Sterilizing Units, Steam, Tabletop
C220317073 | Natus Medical Inc | EDX | RZ192261M | Recorders, Physiologic, Evoked Potential
bs24623 | Detecto - A Division of Cardinal Scale Manufacturing Co. | 750 | E14607-0053 | Scales, Patient, Floor
| MTI Medical Technology Industries Inc | 430 | 09129002 | Chairs, Examination/Treatment
Bs24803 | Hill Laboratories Company | Adjustable Mat Table | Ha071607 | Tables, Examination/Treatment, Adjustable
bs24635 | Seca Corp | seca 703 | 5703334117364 | Scales, Patient, Floor
BS24755 | Welch Allyn Inc | Green Series Exam Light IV | 158849 | Lights, Examination
| Midmark Corp | Ritter 224 | V2466915 | Tables, Examination/Treatment, Adjustable
Bs24630 | Hill Laboratories Company | Adjustable Mat Table | Ha071614 | Tables, Examination/Treatment, Adjustable
BS24766 | Hill Laboratories Company | HA90 | HA071600 | Tables, Examination/Treatment, Adjustable
B29197 | Hill Laboratories Company | Adjustable Mat Table | HA030047 | Tables, Examination/Treatment, Adjustable
Bs24801 | Maxant Technologies, Inc. | Techline | 158835 | View Boxes, X-Ray
| Hill Laboratories Company | Adjustable Mat Table | HA071608 | Tables, Examination/Treatment, Adjustable
BS24744 | Stille Surgical Inc | Sonesta 6202 Urology Procedure Chair | 12-30203 | Chairs, Examination/Treatment
| Hill Laboratories Company | HA90LB | 240949 | Tables, Examination/Treatment, Adjustable
Bs24807 | Maxant Technologies, Inc. | Techline | B24936 | View Boxes, X-Ray
BS32015 | Welch Allyn Inc | ELI 280 | 119450001614 | Electrocardiographs, Multichannel, Interpretive
| Philips Medical Systems Cardiac and Monitoring Syste | HeartStart FRx | B105-01144 | Defibrillators, External, Automated
BS24789 | Hill Laboratories Company | HA90 | HA071612 | Tables, Examination/Treatment, Adjustable
BS24808 | ARMEDICA | AM-100 | 26474 | Tables, Examination/Treatment, Adjustable
BS24791 | Hill Laboratories Company | HA90 | HA041048 | Tables, Examination/Treatment, Adjustable
| Ambu | aView 2 Advance Monitor | A222030349 | Monitors, Video
bs24736 | The Brewer Company | Halogen 35 | 09019 | Lights, Examination
Bs24810 | Maxant Technologies, Inc. | Techline | 158824 | View Boxes, X-Ray
BN26448 | Midmark Corp | Ritter 204 | V885172 | Tables, Examination/Treatment, Adjustable
| Burton Medical | AIM-100 | 7029278 | Lights, Surgical
bn26451 | Welch Allyn Inc | Green Series 300 | 185385 | Lights, Examination
BN26454 | Midmark Corp | Ritter 223 | V503999 | Tables, Examination/Treatment, Adjustable
BS24765 | Maxant Technologies, Inc. | Techline | 185397 | View Boxes, X-Ray
BS24811 | Maxant Technologies, Inc. | Techline | 185403 | View Boxes, X-Ray
| Hill Laboratories Company | Adjustable Mat Table | ha071611 | Tables, Examination/Treatment, Adjustable
| Hill Laboratories Company | HA90LB | 232155 | Tables, Examination/Treatment, Adjustable
BS24774 | Hill Laboratories Company | HA90 | Ha071605 | Tables, Examination/Treatment, Adjustable
BS24777 | Hill Laboratories Company | HA90 | HA071604 | Tables, Examination/Treatment, Adjustable
BS24812 | Midmark | M11 UltraClave | V1025624 | Sterilizing Units, Steam, Tabletop
BS24780 | Hill Laboratories Company | HA90 | HA071595 | Tables, Examination/Treatment, Adjustable
A59390 | Laborie Medical Technologies Corp. | Goby | GRAM18-30021792 | Urodynamic Measurement Systems
BS32052 | Welch Allyn Inc | ELI 280 | 119450001579 | Electrocardiographs, Multichannel, Interpretive
BN26749 | Midmark Corp | Midmark 630 | V73959 | Tables, Examination/Treatment, Adjustable
| Hill Laboratories Company | HA90LB | 233039 | Tables, Examination/Treatment, Adjustable
BS24796 | Nuwave | 20336 | 185376 | Ovens, Food Service
185379 | De Soutter Medical | CLEANCAST CC7 | 22/061510 | Saws, Cast, Electric, Oscillating
BS24783 | Maxant Technologies, Inc. | Techline | 185395 | View Boxes, X-Ray
bs24634 | Detecto - A Division of Cardinal Scale Manufacturing Co. | Weigh Beam Eye-Level | 185402 | Scales, Patient, Platform, Mechanical
BS24768 | Hill Laboratories Company | HA90 | HA071609 | Tables, Examination/Treatment, Adjustable
b15274 | THERMO FISHER SCIENTIFIC | Isotemp GP Freezer | 300473886 | Freezers, Laboratory
BS24779 | Welch Allyn Inc | Green Series Exam Light IV | 185374 | Lights, Examination
Bs24670 | Midmark Corp | Ritter 223 | V899210 | Tables, Examination/Treatment, Adjustable
BN15570 | Welch Allyn Inc | 767 Wall Transformer | 158997 | Transformers, Constant Voltage
| DRUCKER DIAGNOSTICS | 653ES | 590206-1 | Centrifuges, Tabletop, Low-Speed, Nonrefrigerated
Bs24804 | Maxant Technologies, Inc. | Techline | 158832 | View Boxes, X-Ray
BN21992 | Welch Allyn Inc | Tycos 509 | 110511132112 | Sphygmomanometers, Aneroid
BN21991 | Welch Allyn Inc | 767 Wall Transformer | 1406241 | Transformers, Constant Voltage
BS21509 | Welch Allyn Inc | Spot Vital Signs LXi | 20110100998 | Monitors, Physiologic, Vital Signs
BN21988 | Welch Allyn Inc | 767 Wall Transformer | 1406234 | Transformers, Constant Voltage
BN22476 | Welch Allyn Inc | 767 Wall Transformer | 1406227 | Transformers, Constant Voltage
BN22479 | Midmark Corp | Ritter 223 | V1072705 | Tables, Examination/Treatment, Adjustable
BN22482 | Midmark Corp | Ritter 204 | V1055369 | Tables, Examination/Treatment, Adjustable
BN22478 | Midmark Corp | Ritter 204 | V1055379 | Tables, Examination/Treatment, Adjustable
BN22481 | Welch Allyn Inc | Tycos 509 | 110511211959 | Sphygmomanometers, Aneroid
| DRUCKER DIAGNOSTICS | Horizon 12 Flex | 240805AB604 | Centrifuges, Tabletop, Low-Speed
| DRUCKER DIAGNOSTICS | Horizon 12 Flex | 240805AB605 | Centrifuges, Tabletop, Low-Speed
BN22477 | Welch Allyn Inc | Tycos 509 | 110511212529 | Sphygmomanometers, Aneroid
1406243 | Midmark Corp | Ritter 224 | V2311180 | Tables, Examination/Treatment, Adjustable
BN22484 | Welch Allyn Inc | Tycos 509 | 110511203730 | Sphygmomanometers, Aneroid
BN21989 | Welch Allyn Inc | Tycos 509 | 110405100605 | Sphygmomanometers, Aneroid
BN22480 | Welch Allyn Inc | 767 Wall Transformer | 190299 | Transformers, Constant Voltage
BN22483 | Welch Allyn Inc | 767 Wall Transformer | 1406224 | Transformers, Constant Voltage
1406235 | Midmark Corp | Ritter 224 | 20130100152 | Tables, Examination/Treatment, Adjustable
BN21995 | Welch Allyn Inc | Tycos 509 | 110511132209 | Sphygmomanometers, Aneroid
BN22157 | Welch Allyn Inc | Green Series 600 | 1377342 | Lights, Examination
BS21833 | Welch Allyn Inc | Spot Vital Signs LXi | 20130100152 | Monitors, Physiologic, Vital Signs
BS21527 | Philips Medical Systems Cardiac and Monitoring Syste | HeartStart FRx | B10K-01383 | Defibrillators, External, Automated
BN21997 | Welch Allyn Inc | 767 Wall Transformer | 1406253 | Transformers, Constant Voltage
1406231 | Midmark Corp | Ritter 224 | V2311678 | Tables, Examination/Treatment, Adjustable
BS21510 | Welch Allyn Inc | Spot Vital Signs LXi | 20110100971 | Monitors, Physiologic, Vital Signs
BN22486 | Welch Allyn Inc | Tycos 509 | 110405100948 | Sphygmomanometers, Aneroid
BN23413 | Welch Allyn Inc | LS135 | 1406249 | Lights, Examination
BN22485 | Welch Allyn Inc | 767 Wall Transformer | 1406230 | Transformers, Constant Voltage
BS21834 | Welch Allyn Inc | Spot Vital Signs LXi | 20130100223 | Monitors, Physiologic, Vital Signs
158802 | Haag-Streit Group USA | BM 900 | 02049 | Slit Lamps
| Welch Allyn Inc | Green Series Exam Light IV | NSN191523 | Lights, Examination
BN27915 | Welch Allyn Inc | Spot Vital Signs LXi | 20150100446 | Monitors, Physiologic, Vital Signs
BN27869 | Welch Allyn Inc | Tycos 509 | 9901202251 | Sphygmomanometers, Aneroid
159789 | Welch Allyn Inc | Green Series Exam Light IV | 159789 | Lights, Examination
B24247 | Welch Allyn Inc | Green Series 777 Integrated Wall System | 185313 | Ophthalmoscope/Otoscope/Vital Signs Measuring Systems
| Detecto - A Division of Cardinal Scale Manufacturing Co. | APEX-AC | E21325-0043 | Scales, Patient, Floor
| Welch Allyn Inc | Connex Spot Monitor | 183893 | Monitors, Physiologic, Vital Signs
BS22000 | Welch Allyn Inc | Spot Vital Signs LXi | 20110302245 | Monitors, Physiologic, Vital Signs
bn27597 | Welch Allyn Inc | Tycos 509 | 9901111310 | Sphygmomanometers, Aneroid
BN25376 | Detecto - A Division of Cardinal Scale Manufacturing Co. | DR400C | NSN | Scales, Patient, Floor
BS32021 | Welch Allyn Inc | ELI 280 | 119450001615 | Electrocardiographs, Multichannel, Interpretive
BS22105 | Welch Allyn Inc | Connex Vital Signs Monitor 6000 Series | 103000270912 | Monitors, Physiologic, Vital Signs
BS33447 | THERMO SCIENTIFIC | Sorvall ST 8R | 42545316 | Centrifuges, Tabletop, High-Speed, Refrigerated
BN26550 | Welch Allyn Inc | Tycos 509 | 0703131415106 | Sphygmomanometers, Aneroid
BN27632 | Welch Allyn Inc | Tycos 509 | 101209151657 | Sphygmomanometers, Aneroid
BN20530 | Drive DeVilbiss Healthcare Inc | Pulmo-Aide | D0905587 | Nebulizers
| Braun Thermoscan | Braun ThermoScan | 28313K02713 | Thermometers, Electronic, Infrared, Ear
BN3232 | Midmark Corp | RITTER 104 | CD103752 | Tables, Examination/Treatment, Adjustable
BN17962 | Welch Allyn Inc | Tycos 509 | 101028085192 | Sphygmomanometers, Aneroid
BN2043 | Midmark Corp | Ritter 104 | CD066855 | Tables, Examination/Treatment, Adjustable
BN15602 | Midmark | Ritter 204 | V447731 | Tables, Examination/Treatment, Adjustable
BN17967 | Welch Allyn Inc | Tycos 509 | 101122171235 | Sphygmomanometers, Aneroid
| Welch Allyn Inc | Green Series Exam Light IV | NSN158996 | Lights, Examination
BN15609 | Welch Allyn Inc | 767 Wall Transformer | 191538 | Transformers, Constant Voltage
BN17969 | Welch Allyn Inc | Tycos 509 | 100415191436 | Sphygmomanometers, Aneroid
| Midmark Corp | Ritter 253 | NSN194705 | Lights, Examination
BN2076 | Drive DeVilbiss Healthcare Inc | Pulmo-Aide | D2660100 | Nebulizers
BN17973 | Welch Allyn Inc | Tycos 509 | 100415191321 | Sphygmomanometers, Aneroid
BN10429 | Midmark Corp | Ritter 119 | BY003182 | Chairs, Examination/Treatment
BN20657 | Welch Allyn Inc | Spot Vital Signs LXi | 20160710874 | Monitors, Physiologic, Vital Signs
BN17970 | Welch Allyn Inc | Tycos 509 | 01122172528 | Sphygmomanometers, Aneroid
BN2078 | Welch Allyn Inc | 767 Integrated Diagnostic System | 167329 | Ophthalmoscope/Otoscope/Vital Signs Measuring Systems
BN23181 | Welch Allyn Inc | Tycos 509 | 9608022183 | Sphygmomanometers, Aneroid
BN5753 | Detecto - A Division of Cardinal Scale Manufacturing Co. | CN20L | 9607-67B | Scales, Patient, Platform, Electronic
bs24147 | Philips Medical Systems Cardiac and Monitoring Syste | HeartStart FRx | B16K-02519 | Defibrillators, External, Automated
BS27858 | CONMED Corporation | Hyfrecator 2000 | 19050012 | Electrosurgical Units, Monopolar/Bipolar
BS35773 | Welch Allyn Inc | Spot Vital Signs LXi | 20090200487 | Monitors, Physiologic, Vital Signs
BN3225 | Wolf X-Ray Corporation | 300 Series | 167337 | View Boxes, X-Ray
BS26922 | Welch Allyn Inc | Connex Spot Monitor | 100038790718 | Monitors, Physiologic, Vital Signs
BN28647 | Welch Allyn Inc | AM 282 | GS0054709 | Audiometers
BN17964 | Welch Allyn Inc | 767 Wall Transformer | 157124 | Transformers, Constant Voltage
BN2051 | Drive DeVilbiss Healthcare Inc | Pulmo-Aide | D2866098 | Nebulizers
| Exergen Corporation | TemporalScanner TAT-5000 | A1415776 | Thermometers, Electronic, Infrared, Skin
BN3224 | Burton Medical | UV Light | UV961339 | Lights, Examination, Ultraviolet, Portable/Handheld
BN5752 | Midmark Corp | Ritter 104 | CD066831 | Tables, Examination/Treatment, Adjustable
BN20336 | Welch Allyn Inc | Tycos 509 | 091201113206 | Sphygmomanometers, Aneroid
| Huntleigh Healthcare | Fetal Dopplex II | 30416882-00 | Detectors, Fetal Heart, Ultrasonic
BN26543 | Welch Allyn Inc | Tycos 509 | 070313153225 | Sphygmomanometers, Aneroid
| Detecto - A Division of Cardinal Scale Manufacturing Co. | APEX-AC | E31422-0098 | Scales, Patient, Floor
BN15574 | Midmark Corp | Ritter 204 | V447741 | Tables, Examination/Treatment, Adjustable
BN15584 | Midmark | Ritter 204 | V449623 | Tables, Examination/Treatment, Adjustable
Bn15589 | Midmark | Ritter 204 | V444074 | Tables, Examination/Treatment, Adjustable
BN15612 | Welch Allyn Inc | 767 Wall Transformer | 159822 | Transformers, Constant Voltage
BN15614 | Midmark | Ritter 204 | V447736 | Tables, Examination/Treatment, Adjustable
BS23659 | Welch Allyn Inc | Tycos 509 | 070313153646 | Sphygmomanometers, Aneroid
BN15577 | Midmark Corp | Ritter 223 | V449626 | Tables, Examination/Treatment, Adjustable
| Welch Allyn Inc | Tycos 509 | NSN | Sphygmomanometers, Aneroid
| Welch Allyn Inc | Green Series Exam Light IV | 191539 | Lights, Examination
191500 | Welch Allyn Inc | Green Series Exam Light IV | 191500 | Lights, Examination
Bn15601 | Midmark | Ritter 204 | V319375 | Tables, Examination/Treatment, Adjustable
BS23653 | Welch Allyn Inc | Tycos 509 | 070313145558 | Sphygmomanometers, Aneroid
BN15566 | Welch Allyn Inc | 767 Wall Transformer | 191502 | Transformers, Constant Voltage
BN15597 | Welch Allyn Inc | 767 Wall Transformer | 191522 | Transformers, Constant Voltage
BN15604 | Welch Allyn Inc | Exam Light III | 177038 | Lights, Examination
190481 | Welch Allyn Inc | Connex Spot Monitor | 100006994922 | Monitors, Physiologic, Vital Signs
BN21258 | Welch Allyn Inc | Tycos 509 | 080923102730 | Sphygmomanometers, Aneroid
| Welch Allyn Inc | Green Series Exam Light IV | 191526 | Lights, Examination
BN26553 | Welch Allyn Inc | Tycos 509 | 070313144050 | Sphygmomanometers, Aneroid
BS-33725 | CooperSurgical, Inc. | LEEP Precision Generator | 2019080065 | Electrosurgical Units, Monopolar
BN15575 | Welch Allyn Inc | Exam Light III | 177042 | Lights, Examination
BN21746 | Welch Allyn Inc | Tycos 509 | 060403171302 | Sphygmomanometers, Aneroid
| Welch Allyn Inc | Green Series Exam Light IV | 191530 | Lights, Examination
BN23087 | Welch Allyn Inc | Tycos 509 | 100317144853 | Sphygmomanometers, Aneroid
BN15599 | Welch Allyn Inc | Exam Light III | 177045 | Lights, Examination
| Zoll Medical Corp | AED Plus | X26B989205 | Defibrillators, External, Automated
| Huntleigh Healthcare | Dopplex D900 | FD1PX0229343-08 | Detectors, Blood Flow, Ultrasonic
Bn15613 | Midmark | Ritter 204 | V441057 | Tables, Examination/Treatment, Adjustable
| Detecto - A Division of Cardinal Scale Manufacturing Co. | APEX-AC | E31422-0099 | Scales, Patient, Floor
bn16009 | Midmark Corp | Ritter 223 | V468536 | Tables, Examination/Treatment, Adjustable
BS23660 | Welch Allyn Inc | Tycos 509 | 070313144746 | Sphygmomanometers, Aneroid
| Huntleigh Healthcare | Fetal Dopplex 1 Plus | FD1PX0229343-08 | Detectors, Fetal Heart, Ultrasonic
BS23652 | Welch Allyn Inc | Tycos 509 | 070313143943 | Sphygmomanometers, Aneroid
BN26548 | Welch Allyn Inc | Tycos 509 | 070313173428 | Sphygmomanometers, Aneroid
BN26122 | Welch Allyn Inc | Spot Vital Signs LXi | 20071104833 | Monitors, Physiologic, Vital Signs
BN15598 | Welch Allyn Inc | Exam Light III | 177037 | Lights, Examination
BN15573 | Welch Allyn Inc | 767 Wall Transformer | 158999 | Transformers, Constant Voltage
| Detecto - A Division of Cardinal Scale Manufacturing Co. | APEX-AC | E11122-026 | Scales, Patient, Floor
| Huntleigh Healthcare | Fetal Dopplex II | FD2P30422326 | Detectors, Fetal Heart, Ultrasonic
bn25550 | Welch Allyn Inc | 767 Wall Transformer | 159830 | Transformers, Constant Voltage
B12611 | The Brewer Company | 15100 | 1702346 | Lights, Examination
BS24373 | CooperSurgical, Inc. | LifeDop 250 | 159791 | Detectors, Blood Flow, Ultrasonic
BS23654 | Welch Allyn Inc | Tycos 509 | 070313145428 | Sphygmomanometers, Aneroid
| Midmark Corp | Ritter 253 | 168863 | Lights, Examination
bn26765 | Welch Allyn Inc | Spot Vital Signs LXi | 20160811305 | Monitors, Physiologic, Vital Signs
BN15618 | Welch Allyn Inc | 767 Wall Transformer | 191532 | Transformers, Constant Voltage
| Welch Allyn Inc | Connex Spot Monitor | 100088922222 | Monitors, Physiologic, Vital Signs
BS34157 | Cone Instruments Inc | Ultrasound Transducer Storage Cabinet | N/A | Cabinets, Storage
BS23657 | Welch Allyn Inc | Tycos 509 | 070313173356 | Sphygmomanometers, Aneroid
BS24761 | Welch Allyn Inc | Green Series Exam Light IV | 157106 | Lights, Examination
BN15590 | Midmark | Ritter 204 | V444030 | Tables, Examination/Treatment, Adjustable
Bn15578 | Midmark | Ritter 204 | V287408 | Tables, Examination/Treatment, Adjustable
Bn15595 | Midmark | Ritter 204 | V449630 | Tables, Examination/Treatment, Adjustable
BN15583 | Midmark | Ritter 204 | V449629 | Tables, Examination/Treatment, Adjustable
BN15600 | Welch Allyn Inc | 767 Wall Transformer | 191520 | Transformers, Constant Voltage
BN15616 | Welch Allyn Inc | Exam Light III | 159780 | Lights, Examination
| Rice Lake Weighing Systems | Single Ramp Wheelchair Scale | 052422C256208 | Scales, Patient, Wheelchair
BS23655 | Welch Allyn Inc | Tycos 509 | 070313145211 | Sphygmomanometers, Aneroid
| Midmark Corp | Midmark 626 | NSN168809 | Chairs, Examination/Treatment
BN18416 | Midmark Corp | Ritter 223 | V611567 | Tables, Examination/Treatment, Adjustable
190483 | Welch Allyn Inc | Connex Spot Monitor | 100007284922 | Monitors, Physiologic, Vital Signs
| Midmark Corp | Ritter 253 | NSN194735 | Lights, Examination
bn16011 | Midmark Corp | Ritter 223 | V468481 | Tables, Examination/Treatment, Adjustable
BS17973 | Welch Allyn Inc | Spot Vital Signs LXi | 20080904408 | Monitors, Physiologic, Vital Signs
BN27350 | Seca Corp | seca 703 | 5703184145497 | Scales, Patient, Floor
BN26545 | Welch Allyn Inc | Tycos 509 | 070313143547 | Sphygmomanometers, Aneroid
BN15594 | Welch Allyn Inc | Exam Light III | 191501 | Lights, Examination
BS24375 | CooperSurgical, Inc. | LifeDop 250 | 159792 | Detectors, Blood Flow, Ultrasonic
bn20661 | Seca Corp | seca 703 | 5769083142632 | Scales, Patient, Floor
| Midmark Corp | Ritter 253 | NSN168757 | Lights, Examination
BN2063 | Welch Allyn Inc | 767 Wall Transformer | 157104 | Transformers, Constant Voltage
BN17963 | Welch Allyn Inc | 767 Wall Transformer | 10308 | Transformers, Constant Voltage
BN5491 | Welch Allyn Inc | 767 Wall Transformer | NSN | Transformers, Constant Voltage
| Medtronic Inc | Accurian | RB21J503 | Radiofrequency Therapy Systems, Tissue Ablation, Nerve Fiber
Bn2061 | Midmark Corp | RITTER 104 | CD082915 | Tables, Examination/Treatment, Adjustable
bn25498 | Detecto - A Division of Cardinal Scale Manufacturing Co. | 750 | 000000033206 | Scales, Patient, Floor
BN15218 | Midmark Corp | Ritter 204 | V326995 | Tables, Examination/Treatment, Adjustable
BN20759 | Welch Allyn Inc | Tycos 509 | 9604081467 | Sphygmomanometers, Aneroid
BN11817 | Health-O-Meter Inc | Digital Pediatric Scale | 00000000403357 | Scales, Infant
BN17966 | Welch Allyn Inc | 767 Wall Transformer | 10340 | Transformers, Constant Voltage
bn27583 | Welch Allyn Inc | Tycos 509 | 9901192133 | Sphygmomanometers, Aneroid
BN22141 | Midmark Corp | Ritter 204 | V1016321 | Tables, Examination/Treatment, Adjustable
Bs24722 | Midmark | Ritter 204 | V904160 | Tables, Examination/Treatment, Adjustable
159799 | Welch Allyn Inc | Green Series Exam Light IV | 159799 | Lights, Examination
BN20757 | Welch Allyn Inc | SureTemp Plus 690 | 95490984 | Thermometers, Electronic
BS24760 | Midmark Corp | Ritter 204 | V904198 | Tables, Examination/Treatment, Adjustable
bn22142 | Detecto - A Division of Cardinal Scale Manufacturing Co. | 750 | E00511-0078 | Scales, Patient, Floor
BN2066 | Welch Allyn Inc | 767 Wall Transformer | 157108 | Transformers, Constant Voltage
| Welch Allyn Inc | 767 Integrated Diagnostic System | NSN 179238 | Ophthalmoscope/Otoscope/Vital Signs Measuring Systems
BS25908 | Siemens Healthcare | CLINITEK Status | 278348 | Analyzers, Laboratory, Urine, Semiautomated
BN2073 | Welch Allyn Inc | 767 Wall Transformer | 157114 | Transformers, Constant Voltage
BN26549 | Welch Allyn Inc | Tycos 509 | 070314084201 | Sphygmomanometers, Aneroid
BN5458 | Welch Allyn Inc | 767 Wall Transformer | NSN | Transformers, Constant Voltage
BN20332 | Tanita | Digital Scale | 0507T310315 | Scales, Patient, Floor
BS24374 | CooperSurgical, Inc. | LifeDop 250 | 159814 | Detectors, Blood Flow, Ultrasonic
BS21447 | Welch Allyn Inc | Spot Vital Signs LXi | 20110302348 | Monitors, Physiologic, Vital Signs
B36641 | Midmark Corp | Ritter 204 | NSN | Tables, Examination/Treatment, Adjustable
| Midmark Corp | Ritter 204 | V2337903 | Tables, Examination/Treatment, Adjustable
BN21752 | Detecto - A Division of Cardinal Scale Manufacturing Co. | Digital Waist-High Physician Scale | E33710-0095 | Scales, Patient, Floor
BS33450 | THERMO SCIENTIFIC | Sorvall ST 8R | 42545320 | Centrifuges, Tabletop, High-Speed, Refrigerated
Bn5458 | Midmark Corp | RITTER 104 | KE013839 | Tables, Examination/Treatment, Adjustable
bn27582 | Welch Allyn Inc | Tycos 509 | 9901111270 | Sphygmomanometers, Aneroid
B15208 | Welch Allyn Inc | Connex Spot Monitor | 100013941021 | Monitors, Physiologic, Vital Signs
| Welch Allyn Inc | Connex Spot Monitor | 100070801421 | Monitors, Physiologic, Vital Signs
| Welch Allyn Inc | Connex Spot Monitor | 183892 | Monitors, Physiologic, Vital Signs
| CooperSurgical, Inc. | Endosee | 240627-032113 | Hysteroscopes
BN0045 | Midmark Corp | RITTER 104 | CD019585 | Tables, Examination/Treatment, Adjustable
BN20337 | Welch Allyn Inc | 767 Wall Transformer | 10018 | Transformers, Constant Voltage
BN5461 | Welch Allyn Inc | 767 Wall Transformer | 163366 | Transformers, Constant Voltage
| Health-O-Meter Inc | Digital Floor Scale | 350182585657 | Scales, Patient, Floor
BN17972 | Welch Allyn Inc | 767 Integrated Diagnostic System | 167307 | Ophthalmoscope/Otoscope/Vital Signs Measuring Systems
BN16857 | Detecto - A Division of Cardinal Scale Manufacturing Co. | 750 | E21908-0069 | Scales, Patient, Floor
BN0029 | Midmark Corp | Ritter 104 | CD019587 | Tables, Examination/Treatment, Adjustable
BS21692 | Welch Allyn Inc | Spot Vital Signs LXi | 20120805465 | Monitors, Physiologic, Vital Signs
| Medline Industries Inc | MDS3001PLUS | 220700040228410 | Sphygmomanometers, Electronic, Automatic
BN5472 | Welch Allyn Inc | 767 Wall Transformer | NSN | Transformers, Constant Voltage
BN2060 | Welch Allyn Inc | 767 Wall Transformer | 157111 | Transformers, Constant Voltage
BS23523 | AMBCO | 650A | B14326 | Audiometers
BN16852 | Detecto - A Division of Cardinal Scale Manufacturing Co. | 750 | E22408-0219 | Scales, Patient, Floor
BS22073 | Welch Allyn Inc | Connex Vital Signs Monitor 6000 Series | 103000421911 | Monitors, Physiologic, Vital Signs
BS21650 | Welch Allyn Inc | Spot Vital Signs LXi | 20111108744 | Monitors, Physiologic, Vital Signs
BN20420 | Welch Allyn Inc | 767 Wall Transformer | 184339 | Transformers, Constant Voltage
BN27873 | Midmark Corp | Ritter 304 | V167332 | Tables, Examination/Treatment, Adjustable
BN2070 | Welch Allyn Inc | 767 Wall Transformer | 167313 | Transformers, Constant Voltage
BN23184 | Welch Allyn Inc | Tycos 509 | 960803042 | Sphygmomanometers, Aneroid
BN17971 | Welch Allyn Inc | 767 Integrated Diagnostic System | 167304 | Ophthalmoscope/Otoscope/Vital Signs Measuring Systems
BN16851 | Detecto - A Division of Cardinal Scale Manufacturing Co. | 750 | E22408-0217 | Scales, Patient, Floor
BS22025 | Welch Allyn Inc | Spot Vital Signs LXi | 20120906091 | Monitors, Physiologic, Vital Signs
BS19177 | Welch Allyn Inc | Spot Vital Signs LXi | 20090301323 | Monitors, Physiologic, Vital Signs
BN21410 | Detecto - A Division of Cardinal Scale Manufacturing Co. | Weigh Beam Eye-Level | 0004-917 | Scales, Patient, Platform, Mechanical
BS22006 | Welch Allyn Inc | Spot Vital Signs LXi | 20110302238 | Monitors, Physiologic, Vital Signs
BN26812 | Exergen Corporation | TemporalScanner TAT-5000 | A761134 | Thermometers, Electronic, Infrared, Skin
Bs21577 | Masimo Corp. | Rad-5v | 536998 | Oximeters, Pulse
BN2032 | Midmark Corp | Ritter 104 | CD065068 | Tables, Examination/Treatment, Adjustable
BS21578 | Masimo Corp. | Rad-5v | 536972 | Oximeters, Pulse
BN30282 | Midmark Corp | Ritter 230 | V2266584 | Tables, Examination/Treatment, Adjustable
BN27581 | Welch Allyn Inc | Tycos 509 | 9901202053 | Sphygmomanometers, Aneroid
BN27876 | Welch Allyn Inc | Tycos 509 | 9901112087 | Sphygmomanometers, Aneroid
B27991 | Welch Allyn Inc | ELI 380 | 121090000212 | Electrocardiographs, Multichannel, Interpretive
| H & O Equipments Inc | CryoProbe O | 2022FO0326 | Cryosurgical Units, General-Purpose
| Drive DeVilbiss Healthcare Inc | Pulmo-Aide | H3867406 | Nebulizers
| Huntleigh Healthcare | Dopplex D900 | 900LX18501222 | Detectors, Blood Flow, Ultrasonic
| Medline Industries Inc | Infrared No-Touch Forehead Thermometer | 111532149001748F | Thermometers, Electronic, Infrared, Skin
BS25263 | Exergen Corporation | TemporalScanner TAT-5000 | A883405 | Thermometers, Electronic, Infrared, Skin
| Wallach Surgical Devices Inc | ZoomStar | 2023080004 | Colposcopes
BN28113 | Welch Allyn Inc | Tycos 509 | 070313144959 | Sphygmomanometers, Aneroid
| Medline Industries Inc | Infrared No-Touch Forehead Thermometer | 1115321490017205 | Thermometers, Electronic, Infrared, Skin
| Welch Allyn Inc | Green Series 600 | 901067 | Lights, Examination
BS19746 | Welch Allyn Inc | Connex Vital Signs Monitor 6000 Series | 103000273111 | Monitors, Physiologic, Vital Signs
BN20732 | Detecto - A Division of Cardinal Scale Manufacturing Co. | Digital Waist-High Physician Scale | E33510-0166 | Scales, Patient, Floor
| Medline Industries Inc | Infrared No-Touch Forehead Thermometer | 111532311005876C | Thermometers, Electronic, Infrared, Skin
BN16858 | Detecto - A Division of Cardinal Scale Manufacturing Co. | 750 | E22408-0218 | Scales, Patient, Floor
BN24620 | Detecto - A Division of Cardinal Scale Manufacturing Co. | 6745 Digital Infant Scale | E14014-0239 | Scales, Infant
B15302 | Welch Allyn Inc | Connex Spot Monitor | 100000101122 | Monitors, Physiologic, Vital Signs
BN27866 | Welch Allyn Inc | Tycos 509 | 9901202035 | Sphygmomanometers, Aneroid
BN5421 | Welch Allyn Inc | 767 Wall Transformer | NSN | Transformers, Constant Voltage
BN26517 | Braun Thermoscan | Braun ThermoScan | 28313K03152 | Thermometers, Electronic, Infrared, Ear
BN25041 | Health-O-Meter Inc | 524KL | 5240002763 | Scales, Patient
BS19747 | Welch Allyn Inc | Connex Vital Signs Monitor 6000 Series | 103000263111 | Monitors, Physiologic, Vital Signs
BN5468 | Welch Allyn Inc | 767 Wall Transformer | NSN | Transformers, Constant Voltage
Bn03231 | Midmark Corp | RITTER 104 | Cd066840 | Tables, Examination/Treatment, Adjustable
BN10419 | A-dec, Inc. | 570L | 16A570L-A12510 | Lights, Examination, Dental/Intraoral
bn27885 | Welch Allyn Inc | Tycos 509 | 9901202083 | Sphygmomanometers, Aneroid
| Medline Industries Inc | Infrared No-Touch Forehead Thermometer | 1115321020155612 | Thermometers, Electronic, Infrared, Skin
| Exergen Corporation | TemporalScanner TAT-5000 | A1473634 | Thermometers, Electronic, Infrared, Skin
| Welch Allyn Inc | SureTemp Plus 690 | 10430083 | Thermometers, Electronic
B27992 | Welch Allyn Inc | ELI 380 | 121090000214 | Electrocardiographs, Multichannel, Interpretive
| Medline Industries Inc | Infrared No-Touch Forehead Thermometer | 111532149001747E | Thermometers, Electronic, Infrared, Skin
BN16845 | Detecto - A Division of Cardinal Scale Manufacturing Co. | 750 | E21808-0071 | Scales, Patient, Floor
| Air Techniques Inc | Mojave | MJ005-23010131 | Aspirators
BN27879 | Welch Allyn Inc | Tycos 509 | 9901060879 | Sphygmomanometers, Aneroid
| Medline Industries Inc | Infrared No-Touch Forehead Thermometer | 1115321350081010 | Thermometers, Electronic, Infrared, Skin
| Medline Industries Inc | Infrared No-Touch Forehead Thermometer | 1115323230156056 | Thermometers, Electronic, Infrared, Skin
| Edan Instruments, Inc. | EDAN SD3 ULTRASONIC POCKET DOPPLER | 560027-M22C08510005 | Detectors, Blood Flow, Ultrasonic
| Medline Industries Inc | MDS3001PLUS | 220700040397310 | Sphygmomanometers, Electronic, Automatic
Bn5465 | Welch Allyn Inc | 767 Wall Transformer | 163291 | Transformers, Constant Voltage
b15255 | Welch Allyn Inc | Connex Spot Monitor | 100000114521 | Monitors, Physiologic, Vital Signs
BN10001 | Welch Allyn Inc | 767 Wall Transformer | NSN | Transformers, Constant Voltage
| Welch Allyn Inc | SureTemp Plus | 09423225 | Thermometers, Electronic
BN23183 | Welch Allyn Inc | Tycos 509 | 9604262163 | Sphygmomanometers, Aneroid
| Medline Industries Inc | Infrared No-Touch Forehead Thermometer | 1115323230156078 | Thermometers, Electronic, Infrared, Skin
BN28739 | Health-O-Meter Inc | 524KL | 5240004256 | Scales, Patient
| Medline Industries Inc | Infrared No-Touch Forehead Thermometer | 111532311005879F | Thermometers, Electronic, Infrared, Skin
| Medline Industries Inc | Infrared No-Touch Forehead Thermometer | 1115323110058717 | Thermometers, Electronic, Infrared, Skin
BN25995 | Welch Allyn Inc | Green Series 777 Integrated Wall System | 163296 | Ophthalmoscope/Otoscope/Vital Signs Measuring Systems
| Medline Industries Inc | Infrared No-Touch Forehead Thermometer | 1115323110058728 | Thermometers, Electronic, Infrared, Skin
| Medline Industries Inc | Infrared No-Touch Forehead Thermometer | 1115322090130556 | Thermometers, Electronic, Infrared, Skin
bn20660 | Philips Medical Systems Cardiac and Monitoring Syste | HeartStart FRx | B08F-01489 | Defibrillators, External, Automated
BN20761 | Welch Allyn Inc | Braun ThermoScan PRO 4000 | 11119214466 | Thermometers, Electronic, Infrared, Ear
| Exergen Corporation | TemporalScanner TAT-5000 | O921804 | Thermometers, Electronic, Infrared, Skin
BN23195 | Imex Medical Systems Inc | Pocket-Dop 3 | PAA9565 | Detectors, Blood Flow, Ultrasonic
Bn22149 | Welch Allyn Inc | Wall Sphygmomanometer | 101118134106 | Sphygmomanometers, Aneroid
| Medline Industries Inc | Soft Touch Finger Pulse Oximeter | 214367658527 | Oximeters, Pulse
BN25049 | Health-O-Meter Inc | 524KL | 5240002760 | Scales, Patient
| Medline Industries Inc | Soft Touch Finger Pulse Oximeter | 214367658529 | Oximeters, Pulse
| Medline Industries Inc | Infrared No-Touch Forehead Thermometer | 111532311005878E | Thermometers, Electronic, Infrared, Skin
BN5424 | Welch Allyn Inc | 767 Wall Transformer | 163334 | Transformers, Constant Voltage
| TOPCON MEDICAL SYSTEMS, INC. | TRC-NW8 | Z43475 | Cameras, Photographic, Ophthalmic, Fundus, Mydriatic
| Medline Industries Inc | Infrared No-Touch Forehead Thermometer | 111532209005647E | Thermometers, Electronic, Infrared, Skin
| Medline Industries Inc | Soft Touch Finger Pulse Oximeter | 214367658530 | Oximeters, Pulse
| Medline Industries Inc | Infrared No-Touch Forehead Thermometer | 1115323230156089 | Thermometers, Electronic, Infrared, Skin
| Drive DeVilbiss Healthcare Inc | Pulmo-Aide | H3867608 | Nebulizers
Bn27593 | Welch Allyn Inc | Tycos 509 | 163323 | Sphygmomanometers, Aneroid
BN25064 | Huntleigh Healthcare | Fetal Dopplex 1 Plus | 175254 | Detectors, Fetal Heart, Ultrasonic
BN16841 | Detecto - A Division of Cardinal Scale Manufacturing Co. | 750 | E22408-0225 | Scales, Patient, Floor
| H & O Equipments Inc | CryoProbe O | 183935 | Cryosurgical Units, General-Purpose
| Midmark Corp | Ritter 204 | v2654592 | Tables, Examination/Treatment, Adjustable
| Medline Industries Inc | Infrared No-Touch Forehead Thermometer | 1115322090112185 | Thermometers, Electronic, Infrared, Skin
bn20621 | Ivoclar Vivadent Inc | Silamat S5 | 1648678 | Amalgamators
Bn27444 | Welch Allyn Inc | Wall Sphygmomanometer | 140512164835 | Sphygmomanometers, Aneroid
BN26806 | Exergen Corporation | TemporalScanner TAT-5000 | A743575 | Thermometers, Electronic, Infrared, Skin
| Midmark Corp | Midmark 640 Pediatric | v2629411 | Tables, Examination/Treatment
BS32383 | Welch Allyn Inc | CareTemp | 191011A0106 | Thermometers, Electronic, Infrared
| Drive DeVilbiss Healthcare Inc | Pulmo-Aide | H3867281 | Nebulizers
Bn22144 | Welch Allyn Inc | Wall Sphygmomanometer | 101138205357 | Sphygmomanometers, Aneroid
BN16550 | Welch Allyn Inc | 767 Integrated Diagnostic System | 184980 | Ophthalmoscope/Otoscope/Vital Signs Measuring Systems
| Drive DeVilbiss Healthcare Inc | Pulmo-Aide | H3867407 | Nebulizers
BN0019 | Midmark Corp | Ritter 104 | CD066751 | Tables, Examination/Treatment, Adjustable
Bn22136 | Welch Allyn Inc | Wall Sphygmomanometer | 101118205259 | Sphygmomanometers, Aneroid
A109936 | Welch Allyn Inc | ELI 280 | 122290001238 | Electrocardiographs, Multichannel, Interpretive
BN2840 | Welch Allyn Inc | 767 Wall Transformer | 163264 | Transformers, Constant Voltage
BN5476 | Welch Allyn Inc | 767 Wall Transformer | NSN | Transformers, Constant Voltage
| Medline Industries Inc | Infrared No-Touch Forehead Thermometer | 111532311005877D | Thermometers, Electronic, Infrared, Skin
BN27872 | Welch Allyn Inc | Tycos 509 | 9901202075 | Sphygmomanometers, Aneroid
BN16855 | Detecto - A Division of Cardinal Scale Manufacturing Co. | 750 | E21908-0062 | Scales, Patient, Floor
BN5416 | Welch Allyn Inc | 767 Wall Transformer | 163373 | Transformers, Constant Voltage
Bn27587 | Welch Allyn Inc | Tycos 509 | 9901091069 | Sphygmomanometers, Aneroid
bn27603 | Welch Allyn Inc | Tycos 509 | 9901060855 | Sphygmomanometers, Aneroid
BN23182 | Welch Allyn Inc | Tycos 509 | 9608021764 | Sphygmomanometers, Aneroid
bn22156 | Detecto - A Division of Cardinal Scale Manufacturing Co. | 758C | E10211-0127 | Scales, Patient, Floor
BN3229 | Wolf X-Ray Corporation | 300 Series | 167338 | View Boxes, X-Ray
BS33747 | Exergen Corporation | TemporalScanner TAT-5000 | A927149 | Thermometers, Electronic, Infrared, Skin
BN15603 | Welch Allyn Inc | 767 Wall Transformer | 159818 | Transformers, Constant Voltage
Bs34527 | Philips Medical Systems Cardiac and Monitoring Syste | HeartStart FRx | B20F-06678 | Defibrillators, External, Automated
| Midmark Corp | Ritter 225 | V2517357 | Tables, Examination/Treatment, Adjustable
| Midmark Corp | Ritter 204 | V2677300 | Tables, Examination/Treatment, Adjustable
BN5486 | Welch Allyn Inc | 767 Wall Transformer | NSN | Transformers, Constant Voltage
bn27592 | Welch Allyn Inc | Tycos 509 | 9901082285 | Sphygmomanometers, Aneroid
Bn5448 | Welch Allyn Inc | 767 Wall Transformer | 163305 | Transformers, Constant Voltage
BN3219 | Detecto - A Division of Cardinal Scale Manufacturing Co. | CN20L | 9803-214 | Scales, Patient, Platform, Electronic
BS31506 | Exergen Corporation | TemporalScanner TAT-5000 | A936370 | Thermometers, Electronic, Infrared, Skin
B15303 | Welch Allyn Inc | Connex Spot Monitor | 21100000461122 | Monitors, Physiologic, Vital Signs
BN22487 | Midmark Corp | Ritter 223 | V1072696 | Tables, Examination/Treatment, Adjustable
BN28940 | Reichert Ophthalmic Instruments Div | ClearChart 4 Digital Acuity System | NSN | Projectors, Photographic Slide, Eye Chart
BN16814 | Midmark Corp | Midmark 604 | V636728 | Tables, Examination/Treatment, Adjustable
| Edan Instruments, Inc. | C6AHD | 760190-M24606780002 | Colposcopes
BN22364 | Welch Allyn Inc | Tycos 509 | NSN | Sphygmomanometers, Aneroid
| Midmark Corp | Ritter 104 | CD037684 | Tables, Examination/Treatment, Adjustable
BS33748 | Exergen Corporation | TemporalScanner TAT-5000 | A927652 | Thermometers, Electronic, Infrared, Skin
BN16847 | Detecto - A Division of Cardinal Scale Manufacturing Co. | 750 | E21908-0064 | Scales, Patient, Floor
BS33746 | Exergen Corporation | TemporalScanner TAT-5000 | A927653 | Thermometers, Electronic, Infrared, Skin
BN16820 | Detecto - A Division of Cardinal Scale Manufacturing Co. | 750 | E21908-0078 | Scales, Patient, Floor
BS24159 | Midmark Corp | Ritter 100 | KF003040 | Tables, Examination/Treatment, Adjustable
BN27594 | Welch Allyn Inc | Tycos 509 | 9901112077 | Sphygmomanometers, Aneroid
| Welch Allyn Inc | Spot Vital Signs LXi | 20080502536 | Monitors, Physiologic, Vital Signs
B27993 | Welch Allyn Inc | ELI 380 | 121070000641 | Electrocardiographs, Multichannel, Interpretive
BN28649 | AMBCO | 650A | B13540 | Audiometers
BN27584 | Welch Allyn Inc | Tycos 509 | 9901192231 | Sphygmomanometers, Aneroid
BN27868 | Welch Allyn Inc | Tycos 509 | 9901202100 | Sphygmomanometers, Aneroid
BN20308 | Welch Allyn Inc | 767 Wall Transformer | 178647 | Transformers, Constant Voltage
BN25035 | Measuretek | PS-103-200 | 081200039 | Scales
| Seca Corp | seca 750 | E22408-0224 | Scales, Patient, Floor
| AMBCO | 650A | B19160 | Audiometers
Bn18651 | Midmark Corp | Ritter 204 | V663171 | Tables, Examination/Treatment, Adjustable
BS33744 | Exergen Corporation | TemporalScanner TAT-5000 | A927156 | Thermometers, Electronic, Infrared, Skin
BN5430 | Welch Allyn Inc | 767 Wall Transformer | 163371 | Transformers, Constant Voltage
BS33745 | Exergen Corporation | TemporalScanner TAT-5000 | A927155 | Thermometers, Electronic, Infrared, Skin
| Detecto - A Division of Cardinal Scale Manufacturing Co. | Infant Scale | 194594 | Scales, Patient
BN5455 | Welch Allyn Inc | 767 Wall Transformer | NSN | Transformers, Constant Voltage
| CooperSurgical, Inc. | LEEP Precision Generator | 2022100016 | Electrosurgical Units, Monopolar
B34502 | Midmark Corp | Ritter 204 | V577067 | Tables, Examination/Treatment, Adjustable
| Seca Corp | seca 869 | 10000000923438 | Scales, Patient, Floor
BN15596 | Midmark | Ritter 204 | V442429 | Tables, Examination/Treatment, Adjustable
BN15493 | Midmark Corp | Ritter 204 | V585968 | Tables, Examination/Treatment, Adjustable
| Welch Allyn Inc | Connex Spot Monitor | 100062490925 | Monitors, Physiologic, Vital Signs
Bn26829 | Detecto - A Division of Cardinal Scale Manufacturing Co. | Weigh Beam Eye-Level | E21918-0265 | Scales, Patient, Platform, Mechanical
| Welch Allyn Inc | SureTemp Plus 690 | 16130336 | Thermometers, Electronic, Thermistor/Thermocouple, Patient
| Welch Allyn Inc | PanOptic | 732094089240 | Ophthalmoscopes
| Burton Medical | UV Light | 0818151 | Lights, Examination, Ultraviolet, Portable/Handheld
| Welch Allyn Inc | PanOptic | 732094089240 | Ophthalmoscopes
BN15360 | PEDIGO | P-2030 | 439887-000 | Warming Units, Blanket
| Contec Medical Systems Co., Ltd | Sonoline B | FB1603401055 | Detectors, Fetal Heart, Ultrasonic
| LW Scientific Inc | E8 | 000007327 | Centrifuges, Tabletop, Low-Speed, Nonrefrigerated
| Philips Medical Systems Cardiac and Monitoring Syste | HeartStart FRx | b08i-00087 | Defibrillators, External, Automated
| DRUCKER DIAGNOSTICS | 642E | 191013EU668 | Centrifuges, Tabletop, Low-Speed, Nonrefrigerated
BS23677 | Philips Medical Systems Cardiac and Monitoring Syste | HeartStart FRx | B15f-03357 | Defibrillators, External, Automated
| Philips Medical Systems Cardiac and Monitoring Syste | HeartStart FRx | 195295 | Defibrillators, External, Automated
BN22365 | Welch Allyn Inc | Tycos 509 | NSN | Sphygmomanometers, Aneroid
| Welch Allyn Inc | Connex Spot Monitor | 00732094196627 | Monitors, Physiologic, Vital Signs
BS23685 | Maquet | Alphastar Plus | FLB639056 | Tables, Operating
| Draeger Medical Inc. | JM-105 Jaundice Meter | H2509340 | Bilirubinometers
bn28117 | Welch Allyn Inc | Spot Vital Signs LXi | (21)20150905977 | Monitors, Physiologic, Vital Signs
| Welch Allyn Inc | Tycos 509 | 21188206 | Sphygmomanometers, Aneroid
Bs23678 | Philips Medical Systems Cardiac and Monitoring Syste | HeartStart FRx | B15f-02996 | Defibrillators, External, Automated
| Welch Allyn Inc | Tycos 509 | 21188822 | Sphygmomanometers, Aneroid
BN20318 | Welch Allyn Inc | 767 Wall Transformer | 159505 | Transformers, Constant Voltage
| Welch Allyn Inc | 767 Wall Sphygmomanometer | 250528164640 | Sphygmomanometers, Aneroid
| Midmark | Ritter 204 | V2832200 | Tables, Examination/Treatment, Adjustable
| Midmark | Ritter 204 | V2832214 | Tables, Examination/Treatment, Adjustable
BN29088 | Seca Corp | seca 869 | 5869082164272 | Scales, Patient, Floor
| Medtronic Inc | Accurian | RB21J504 | Radiofrequency Therapy Systems, Tissue Ablation, Nerve Fiber
BN5739 | Welch Allyn Inc | 747 Diagnostic Set | NSN | Ophthalmoscope/Otoscopes
BN2994 | Midmark Corp | RITTER 104 | CD083682 | Tables, Examination/Treatment, Adjustable
| Welch Allyn Inc | Green Series 777 Wall Transformer | NSN | Transformers, Constant Voltage
| Welch Allyn Inc | Green Series 777 Wall Transformer | NSN | Transformers, Constant Voltage
| Welch Allyn Inc | SureTemp Plus 690 | 25190072 | Thermometers, Electronic
| Welch Allyn Inc | 767 Wall Sphygmomanometer | 250528155110 | Sphygmomanometers, Aneroid
| Welch Allyn Inc | 767 Wall Sphygmomanometer | 250528155850 | Sphygmomanometers, Aneroid
| Midmark | Ritter 204 | V2832194 | Tables, Examination/Treatment, Adjustable
| Welch Allyn Inc | Spot Vital Signs LXi | 20150100447 | Monitors, Physiologic, Vital Signs
| Welch Allyn Inc | Green Series 777 Wall Transformer | NSN | Transformers, Constant Voltage
BN10014 | Welch Allyn Inc | 767 Wall Transformer | 167399 | Transformers, Constant Voltage
BN16951 | Welch Allyn Inc | 767 Wall Transformer | 159804 | Transformers, Constant Voltage
| Welch Allyn Inc | Green Series 777 Wall Transformer | NSN | Transformers, Constant Voltage
| Draeger Medical Inc. | JM-105 Jaundice Meter | H2509331 | Bilirubinometers
BS11134 | Physio-Control a division of Stryker | LIFEPAK 500 | 31248865 | Defibrillators, External, Automated
BN15576 | Welch Allyn Inc | 767 Wall Transformer | 159786 | Transformers, Constant Voltage
BN15581 | Welch Allyn Inc | 767 Wall Transformer | 159778 | Transformers, Constant Voltage
BN1764 | Welch Allyn Inc | 747 Diagnostic Set | 185343 | Ophthalmoscope/Otoscopes
| Welch Allyn Inc | SureTemp Plus 690 | 25199922 | Thermometers, Electronic
| Summit Doppler Systems, Inc. | LifeDop 350R | 250620-184211 | Detectors, Fetal Heart, Ultrasonic
| Welch Allyn Inc | SureTemp Plus 690 | 25199832 | Thermometers, Electronic
| Welch Allyn Inc | 767 Wall Sphygmomanometer | 250528150750 | Sphygmomanometers, Aneroid
| Welch Allyn Inc | 767 Wall Sphygmomanometer | 250528163920 | Sphygmomanometers, Aneroid
| Midmark | Ritter 204 | V2832210 | Tables, Examination/Treatment, Adjustable
B16442 | GE Healthcare | CARESCAPE Monitor B850 | SNR21020111SA | Monitors, Physiologic, Multipurpose, Bedside, Modular
159829 | Welch Allyn Inc | Green Series Exam Light IV | 159829 | Lights, Examination
BS21526 | Philips Medical Systems Cardiac and Monitoring Syste | HeartStart FRx | B10K-01277 | Defibrillators, External, Automated
190482 | Welch Allyn Inc | Connex Spot Monitor | 100007304922 | Monitors, Physiologic, Vital Signs
| Midmark | Ritter 204 | V2832193 | Tables, Examination/Treatment, Adjustable
| Midmark | Ritter 204 | V2832216 | Tables, Examination/Treatment, Adjustable
BN27846 | Welch Allyn Inc | 767 Wall Transformer | 185339 | Transformers, Constant Voltage
| Welch Allyn Inc | Green Series 777 Wall Transformer | NSN | Transformers, Constant Voltage
BS0530 | Leisegang Medical Inc | OptiK Model 2 | 42301 | Colposcopes
158750 | Midmark Corp | Ritter 104 | CD03782 | Tables, Examination/Treatment, Adjustable
| DRUCKER DIAGNOSTICS | Horizon 24 Flex | 250306AD993 | Centrifuges, Tabletop, Low-Speed, Nonrefrigerated
BN20309 | Welch Allyn Inc | SureTemp Plus 690 | 07476198 | Thermometers, Electronic
| Midmark Corp | Midmark 640 Pediatric | V2833258 | Tables, Examination/Treatment, Fixed
BN28971 | Welch Allyn Inc | Green Series 777 Integrated Wall System | NSN | Ophthalmoscope/Otoscope/Vital Signs Measuring Systems
| Welch Allyn Inc | 747 Diagnostic Set | NSN | Ophthalmoscope/Otoscopes
A57011 | Edan Instruments, Inc. | C6AHD | 760190-M25625810001 | Colposcopes
BN13588 | Midmark Corp | Ritter 304 | V101979 | Tables, Examination/Treatment, Adjustable
BS11131 | Physio-Control a division of Stryker | LIFEPAK 500 | 31248820 | Defibrillators, External, Automated
BN27908 | Welch Allyn Inc | Green Series 777 Wall Transformer | NSN | Transformers, Constant Voltage
BN2007 | Welch Allyn Inc | 747 Diagnostic Set | 185322 | Ophthalmoscope/Otoscopes
BS30331 | Datex-Ohmeda | AISYS CARESTATION CS2 | APWZ03057 | Anesthesia Units
| Sunrise Home Healthcare Group Div Sunrise Med | Pulmo-Aide LT | H2694070 | Nebulizers
| Kirby Lester Inc. | KL15E | FD2111 | Pill Counters, Automatic
| Welch Allyn Inc | 747 Diagnostic Set | NSN | Ophthalmoscope/Otoscopes
BN3130 | Welch Allyn Inc | 767 Wall Transformer | 185350 | Transformers, Constant Voltage
BN23049 | DeVilbiss Healthcare LLC | Pulmo-Aide | H2694048 | Nebulizers
| Marketlab Inc | Insight Gynocart | E17425-0020 | Carts, Treatment
A57679 | Welch Allyn Inc | Connex Spot Monitor | 100021412525 | Monitors, Physiologic, Vital Signs
BN0165 | Welch Allyn Inc | 747 Diagnostic Set | 158751 | Ophthalmoscope/Otoscopes
BS24726 | Welch Allyn Inc | Green Series Exam Light IV | 158755 | Lights, Examination
158779 | Welch Allyn Inc | 767 Wall Transformer | 158779 | Transformers, Constant Voltage
bs29680 | Welch Allyn Inc | Green Series 777 Integrated Wall System | 185304 | Ophthalmoscope/Otoscope/Vital Signs Measuring Systems
| Burton Medical | UV Light | 034303 | Lights, Examination, Ultraviolet, Portable/Handheld
158805 | Welch Allyn Inc | 747 Diagnostic Set | 158805 | Ophthalmoscope/Otoscopes
BN0139 | Welch Allyn Inc | 747 Diagnostic Set | 185317 | Ophthalmoscope/Otoscopes
| Seca Corp | seca 220 | 5769218162690 | Height Measurement Instruments, Wall-Mounted, Mechanical
BN2008 | Welch Allyn Inc | 747 Diagnostic Set | 185336 | Ophthalmoscope/Otoscopes
A34295 | Welch Allyn Inc | ELI 380 | 122410001248 | Electrocardiographs, Multichannel, Interpretive
BN0129 | Midmark Corp | RITTER 104 | CD037686 | Tables, Examination/Treatment, Adjustable
BN0144 | Midmark Corp | RITTER 104 | CD040988 | Tables, Examination/Treatment, Adjustable
158787 | Midmark Corp | Ritter 104 | CD071832 | Tables, Examination/Treatment, Adjustable
BN27835 | Welch Allyn Inc | Tycos 509 | 119641442 | Sphygmomanometers, Aneroid
BN0157 | Midmark Corp | Ritter 104 | CD037758 | Tables, Examination/Treatment, Adjustable
158801 | Reliance Medical Products Inc | FX-920 | 092052c0214056 | Chairs, Examination/Treatment, Ophthalmology
| AMBCO | 650A | B19484 | Audiometers
| Welch Allyn Inc | Tycos 509 | 090408071714 | Sphygmomanometers, Aneroid
BN3121 | Welch Allyn Inc | 767 Integrated Diagnostic System | 158754 | Ophthalmoscope/Otoscope/Vital Signs Measuring Systems
| Welch Allyn Inc | Tycos 509 | 65125050001 | Sphygmomanometers, Aneroid
BN27843 | Welch Allyn Inc | Tycos 509 | 089619060 | Sphygmomanometers, Aneroid
BN27840 | Welch Allyn Inc | Tycos 509 | 089618470 | Sphygmomanometers, Aneroid
195269 | Welch Allyn Inc | SureTemp Plus | 07529490 | Thermometers, Electronic
158785 | Welch Allyn Inc | 767 Wall Transformer | 158785 | Transformers, Constant Voltage
BN27831 | Welch Allyn Inc | Tycos 509 | 119641819 | Sphygmomanometers, Aneroid
BS24973 | Welch Allyn Inc | Tycos 509 | 160817074305 | Sphygmomanometers, Aneroid
BN27833 | Welch Allyn Inc | Tycos 509 | 9611131558 | Sphygmomanometers, Aneroid
BN1753 | Midmark Corp | Ritter 104 | CD037683 | Tables, Examination/Treatment, Adjustable
bn26462 | Welch Allyn Inc | Tycos 509 | 150907196605 | Sphygmomanometers, Aneroid
bn26468 | Welch Allyn Inc | Tycos 509 | 160118212775 | Sphygmomanometers, Aneroid
158773 | Welch Allyn Inc | Spot Vital Signs LXi | 20150704525 | Monitors, Physiologic, Vital Signs
BN0154 | Midmark Corp | Ritter 104 | CD037751 | Tables, Examination/Treatment, Adjustable
BS30687 | Reichert Ophthalmic Instruments Div | ClearChart 4 Digital Acuity System | 719380119 | Projectors, Photographic Slide, Eye Chart
bn26464 | Welch Allyn Inc | Tycos 509 | 151015113975 | Sphygmomanometers, Aneroid
BN27938 | Welch Allyn Inc | Spot Vital Signs LXi | 20150704761 | Monitors, Physiologic, Vital Signs
BN27836 | Welch Allyn Inc | Tycos 509 | 9611071522 | Sphygmomanometers, Aneroid
BS32013 | Welch Allyn Inc | ELI 280 | 119450001612 | Electrocardiographs, Multichannel, Interpretive
158786 | Welch Allyn Inc | 767 Wall Transformer | 158786 | Transformers, Constant Voltage
BN0126 | Midmark Corp | RITTER 104 | CD037781 | Tables, Examination/Treatment, Adjustable
BS27688 | Detecto - A Division of Cardinal Scale Manufacturing Co. | 750 | E33318-0014 | Scales, Patient, Floor
BN23166 | Welch Allyn Inc | Tycos 509 | 110225082 | Sphygmomanometers, Aneroid
| Welch Allyn Inc | Green Series 777 Wall Transformer | 194662 | Transformers, Constant Voltage
BN30866 | Detecto - A Division of Cardinal Scale Manufacturing Co. | MedVue | E30116-0251 | Scales, Patient, Floor
| Welch Allyn Inc | Connex Spot Monitor | 100009403825 | Monitors, Physiologic, Vital Signs
bn20326 | Detecto - A Division of Cardinal Scale Manufacturing Co. | 758C | E13408-0009 | Scales, Patient, Floor
BN0135 | Midmark Corp | RITTER 104 | CD037661 | Tables, Examination/Treatment, Adjustable
A57013 | Midmark | Midmark 626 | V2764451 | Tables, Examination/Treatment, Adjustable
BN27346 | Welch Allyn Inc | Tycos 509 | 030341157 | Sphygmomanometers, Aneroid
BN27856 | Reichert Ophthalmic Instruments Div | AL500 | 02175-0714 | Lensometers
BS24229 | Detecto - A Division of Cardinal Scale Manufacturing Co. | 6735 Digital Infant Scale | 9504-16 | Scales, Infant
BN0167 | Midmark Corp | RITTER 104 | CD037777 | Tables, Examination/Treatment, Adjustable
BN11457 | Midmark Corp | Ritter 100 | BS028149 | Tables, Examination/Treatment, Adjustable
BN21999 | Welch Allyn Inc | Green Series 300 | 1406255 | Lights, Examination
BN2071 | Midmark Corp | RITTER 104 | CD082830 | Tables, Examination/Treatment, Adjustable
| Welch Allyn Inc | Tycos 509 | 061123034001 | Sphygmomanometers, Aneroid
A57680 | Welch Allyn Inc | Connex Spot Monitor | 100021422525 | Monitors, Physiologic, Vital Signs
BN27837 | Welch Allyn Inc | Tycos 509 | 9611131654 | Sphygmomanometers, Aneroid
BN23757 | Welch Allyn Inc | Tycos 509 | 129590348 | Sphygmomanometers, Aneroid
BN27832 | Welch Allyn Inc | Tycos 509 | 109628674 | Sphygmomanometers, Aneroid
BS28461 | Exergen Corporation | TemporalScanner TAT-5000 | A800910 | Thermometers, Electronic, Infrared, Skin
| Exergen Corporation | TemporalScanner TAT-2000 | 40007 | Thermometers, Electronic, Infrared, Skin
158829 | CooperSurgical, Inc. | LifeDop 250 | LK006198 | Detectors, Blood Flow, Ultrasonic
BN0133 | Welch Allyn Inc | 747 Diagnostic Set | 185325 | Ophthalmoscope/Otoscopes
BN0152 | Welch Allyn Inc | 747 Diagnostic Set | NSN | Ophthalmoscope/Otoscopes
| AMBCO | 650A | B20407 | Audiometers
A59464 | Welch Allyn Inc | ELI 280 | 125270000122 | Electrocardiographs, Multichannel, Interpretive
| Midmark | Ritter 204 | V2832206 | Tables, Examination/Treatment, Adjustable
| Welch Allyn Inc | 767 Wall Sphygmomanometer | 250528163320 | Sphygmomanometers, Aneroid
| Seca Corp | SECA 455 | 10000000640230 | Scales, Clinical
| CooperSurgical, Inc. | LifeDop 250 | 250620-178304 | Detectors, Blood Flow, Ultrasonic
| Welch Allyn Inc | Spot Vital Signs LXi | 20150805381 | Monitors, Physiologic, Vital Signs
| Philips Medical Systems Cardiac and Monitoring Syste | HeartStart FRx | B10K-01213 | Defibrillators, External, Automated
| Midmark Corp | Ritter 204 | 168853 | Tables, Examination/Treatment, Adjustable
| Welch Allyn Inc | 767 Integrated Diagnostic System | 168852 | Ophthalmoscope/Otoscope/Vital Signs Measuring Systems
| Detecto - A Division of Cardinal Scale Manufacturing Co. | APEX-AC | E22223-0154 | Scales, Patient, Floor
B24104 | Midmark Corp | RITTER 104 | CD037750 | Tables, Examination/Treatment, Adjustable
| Draeger Medical Inc. | JM-105 Jaundice Meter | H2512877 | Bilirubinometers
| Welch Allyn Inc | Green Series 777 Integrated Wall System | 168832 | Ophthalmoscope/Otoscope/Vital Signs Measuring Systems
| The Brewer Company | Flex Access Exam Table | (10)454355(21)4 | Tables, Examination/Treatment, Adjustable
| Welch Allyn Inc | ELI 280 | 119450001604 | Electrocardiographs, Multichannel, Interpretive
Bs19749 | Welch Allyn Inc | Connex Vital Signs Monitor 6000 Series | 103000333111 | Monitors, Physiologic, Vital Signs
| The Brewer Company | Flex Access Exam Table | (10)454355(21)1 | Tables, Examination/Treatment, Adjustable
| Philips Medical Systems Cardiac and Monitoring Syste | HeartStart FRx | B20F-09651 | Defibrillators, External, Automated
| Welch Allyn Inc | Connex Spot Monitor | 100006734922 | Monitors, Physiologic, Vital Signs
| PELSTAR, LLC | Eye-Level Digital Scale | 5003523 | Scales, Patient, Floor
| The Brewer Company | Flex Access Exam Table | (10)454355(21)2 | Tables, Examination/Treatment, Adjustable
| UMF Medical | Power Exam Table | 142083-0001 | Tables, Examination/Treatment, Adjustable
| Welch Allyn Inc | Green Series 777 Integrated Wall System | 168827 | Ophthalmoscope/Otoscope/Vital Signs Measuring Systems
| Welch Allyn Inc | Green Series 777 Integrated Wall System | 168828 | Ophthalmoscope/Otoscope/Vital Signs Measuring Systems
| The Brewer Company | Flex Access Exam Table | (10)454355(21)3 | Tables, Examination/Treatment, Adjustable
| The Brewer Company | Flex Access Exam Table | (10)454355(21)5 | Tables, Examination/Treatment, Adjustable
| Welch Allyn Inc | Tycos 509 | 151110105925 | Sphygmomanometers, Aneroid
| Welch Allyn Inc | Tycos 509 | 151110104485 | Sphygmomanometers, Aneroid
| Midmark | Ritter 204 | v2356439 | Tables, Examination/Treatment, Adjustable
B15281 | Health-O-Meter Inc | Digital Wheelchair Scale | 2600E122102278 | Scales, Patient, Wheelchair
B15256 | Welch Allyn Inc | Connex Spot Monitor | 100000164521 | Monitors, Physiologic, Vital Signs
BN24328 | Measuretek | PS-103-200 | 081300049 | Scales
| Welch Allyn Inc | Connex Spot Monitor | 100080511723 | Monitors, Physiologic, Vital Signs
158873 | Midmark | Ritter 204 | V2356446 | Tables, Examination/Treatment, Adjustable
B15218 | THERMO SCIENTIFIC | Sorvall ST 8 | 720021052412 | Centrifuges, Tabletop, High-Speed
B16446 | GE Healthcare | CARESCAPE Monitor B850 | SNR21020084SA | Monitoring Systems, Physiologic
| Welch Allyn Inc | Connex Spot Monitor | 100048551221 | Monitors, Physiologic, Vital Signs
| Detecto - A Division of Cardinal Scale Manufacturing Co. | APEX-AC | e35419-0106 | Scales, Patient, Floor
B15284 | Welch Allyn Inc | SureTemp Plus | 2118509138 | Thermometers, Electronic
158874 | Welch Allyn Inc | Green Series 777 Diagnostic Wall System | 158874 | Ophthalmoscope/Otoscopes
| Welch Allyn Inc | Connex Spot Monitor | 100014561424 | Monitors, Physiologic, Vital Signs
| Welch Allyn Inc | Tycos 509 | 181022104335 | Sphygmomanometers, Aneroid
| Welch Allyn Inc | Connex Spot Monitor | 100007904922 | Monitors, Physiologic, Vital Signs
| Welch Allyn Inc | Connex Spot Monitor | 100034461121 | Monitors, Physiologic, Vital Signs
| Detecto - A Division of Cardinal Scale Manufacturing Co. | APEX-AC | E19423-0042 | Scales, Patient, Floor
bs22934 | Welch Allyn Inc | Spot Vital Signs LXi | 20140808118 | Monitors, Physiologic, Vital Signs
B15194 | Welch Allyn Inc | Connex Spot Monitor | 1000344211211 | Monitors, Physiologic, Vital Signs
| Seca Corp | seca 777 | 10000001522257 | Scales, Patient, Floor
bn27004 | Hillrom Co Inc. | 76-70-015 | 140724204365 | Sphygmomanometers
| Welch Allyn Inc | SureTemp Plus 692 | 20242936 | Thermometers, Electronic
B27979/A56493 | Welch Allyn Inc | ELI 280 | 121100002258 | Electrocardiographs, Multichannel, Interpretive
| Welch Allyn Inc | Spot Vital Signs LXi | 20140908583 | Monitors, Physiologic, Vital Signs
| Seca Corp | mBCA 514 | 10000000080517 | Analyzers, Physiologic, Body Composition
| Mortara Instrument Inc | ELI 150c | 123320000626 | Electrocardiographs, Multichannel, Interpretive
| Philips Medical Systems Cardiac and Monitoring Syste | HeartStart FRx | 163719 | Defibrillators, External, Automated
| Fisher Scientific | accuSpin 24C | 724022062324 | Centrifuges, Tabletop, Low-Speed, Nonrefrigerated
BN23046 | Drive DeVilbiss Healthcare Inc | Pulmo-Aide | H3869586 | Nebulizers
| Welch Allyn Inc | Connex Spot Monitor | 100010742425 | Monitors, Physiologic, Vital Signs
BS21131 | Detecto - A Division of Cardinal Scale Manufacturing Co. | 6745 Digital Infant Scale | EZ1009-0024 | Scales, Infant
B24675 | Welch Allyn Inc | Green Series 777 Diagnostic Wall System | 137259 | Ophthalmoscope/Otoscopes
A116195 | Welch Allyn Inc | 747 Diagnostic Set | 137253 | Ophthalmoscope/Otoscopes
A13354 | Midmark Corp | Ritter 304 | GK014779-1 | Tables, Examination/Treatment, Adjustable
Bm21403 | Natus Medical Inc | Elite 100 | Eae4816 | Detectors, Blood Flow, Ultrasonic
| Welch Allyn Inc | Exam Light III | NSN | Lights, Examination
| Welch Allyn Inc | 767 Wall Transformer | NSN178579 | Transformers, Constant Voltage
| NEXT MEDICAL PRODUCTS | Ultrasound Gel Packet Warmer | X20201205 | Warming Units, Gel
B24878 | Welch Allyn Inc | Green Series Exam Light IV | 178536 | Lights, Examination
B24871 | Welch Allyn Inc | 747 Diagnostic Set | 178570 | Ophthalmoscope/Otoscopes
Bs24365 | Summit Doppler Systems, Inc. | LifeDop 350R | 2017060030 | Detectors, Fetal Heart, Ultrasonic
| Medline Industries Inc | MDS1001 | s2280297709 | Sphygmomanometers, Electronic, Automatic
B19885 | Welch Allyn Inc | Green Series Exam Light IV | 137250 | Lights, Examination
Bn30837 | Gynex Corporation | MEL-50 | 137319 | Lights, Examination, Stand-Alone
Bn24626 | Huntleigh Healthcare | Fetal Dopplex II | Fd2p30426322-14 | Detectors, Fetal Heart, Ultrasonic
| Welch Allyn Inc | Tycos 509 | 183734 | Sphygmomanometers, Aneroid
B24570 | Summit Doppler Systems, Inc. | LifeDop 350R | 2017050025 | Detectors, Fetal Heart, Ultrasonic
B19879 | Welch Allyn Inc | 747 Diagnostic Set | 137252 | Ophthalmoscope/Otoscopes
| Welch Allyn Inc | Green Series Exam Light IV | NSN194739 | Lights, Examination
BN17829 | CooperSurgical, Inc. | ClearTone | CC007476 | Detectors, Fetal Heart, Ultrasonic
BN26898 | Buffalo Filter | Porta PlumeSafe 604 | 034173 | Smoke Evacuation Systems, Surgical, Mobile/Portable
| Midmark | Midmark 626 | V2795194 | Tables, Examination/Treatment, Adjustable
BN24651 | Welch Allyn Inc | Green Series Exam Light IV | 178551 | Lights, Examination
| Medline Industries Inc | MDS1001 | s2280297630 | Sphygmomanometers, Electronic, Automatic
B24770 | Welch Allyn Inc | 747 Diagnostic Set | 137283 | Ophthalmoscope/Otoscopes
| Huntleigh Healthcare | Fetal Dopplex II | FD2P30426287-14 | Detectors, Fetal Heart, Ultrasonic
BN21592 | Heritage Medical Products, Inc | SonoBed | 1350 | Tables, Imaging, Ultrasound
| Welch Allyn Inc | Green Series Exam Light IV | NSN | Lights, Examination
B34682 | Welch Allyn Inc | Tycos 509 | 120353457 | Sphygmomanometers, Aneroid
BS20566 | Welch Allyn Inc | Connex Vital Signs Monitor 6000 Series | 100082003914 | Monitors, Physiologic, Vital Signs
| ECHONOUS | EchoNous Bladder | S8R23040003-05 | Scanning Systems, Ultrasonic, Small-Parts, Urinary Bladder
B24586 | Midmark Corp | Ritter 304 | Gk014799 | Tables, Examination/Treatment, Adjustable
| Midmark Corp | Ritter 204 | V512769 | Tables, Examination/Treatment, Adjustable
B24750 | Midmark Corp | Ritter 253 | V1988240 | Lights, Examination
B24996 | Welch Allyn Inc | Tycos 509 | 120358478 | Sphygmomanometers, Aneroid
BN0682 | Midmark Corp | RITTER 104 | 178571 | Tables, Examination/Treatment, Adjustable
B16445 | GE Healthcare | CARESCAPE Monitor B850 | SNR21020088SA | Monitoring Systems, Physiologic
B34597 | Midmark Corp | RITTER 104 | Cd037258 | Tables, Examination/Treatment, Adjustable
Bs24364 | Summit Doppler Systems, Inc. | LifeDop 350R | 2017050003 | Detectors, Fetal Heart, Ultrasonic
| GE Medical Systems | Corometrics 172 | SNV22360071PAS | Monitors, Physiologic, Fetal, Antepartum, Bedside
B34599 | Welch Allyn Inc | 767 Wall Transformer | 137281 | Transformers, Constant Voltage
| Welch Allyn Inc | Tycos 509 | 071120132117 | Sphygmomanometers, Aneroid
| Seca Corp | seca 777 | 10000001479021 | Scales, Patient, Floor
B16444 | GE Healthcare | CARESCAPE Monitor B850 | SNR21020099SA | Monitoring Systems, Physiologic
B24633 | Midmark Corp | Evolution 75 | KK008001 | Tables, Examination/Treatment, Adjustable
BN27335 | Welch Allyn Inc | 747 Diagnostic Set | 178552 | Ophthalmoscope/Otoscopes
| Laborie Medical Technologies Corp. | UDS Roam | GRAMR-30025841 | Electromyographs
A57010 | Laborie Medical Technologies Corp. | Goby | GHUBP-30025979 | Urodynamic Measurement Systems
B19886 | Summit Doppler Systems, Inc. | LifeDop 350R | 137263 | Detectors, Fetal Heart, Ultrasonic
BN20941 | Midmark Corp | Ritter 304 | Gk014800 | Tables, Examination/Treatment, Adjustable
Bn23749 | The Brewer Company | Access High-Low Exam Table | 178631 | Tables, Examination/Treatment, Adjustable
Bs32170 | Leisegang Medical Inc | OptiK Model 2 | 18-530473 | Colposcopes
| Welch Allyn Inc | 767 Wall Transformer | NSN | Transformers, Constant Voltage
| Welch Allyn Inc | Green Series Exam Light IV | NSN | Lights, Examination
BN24668 | Welch Allyn Inc | Green Series Exam Light IV | 178545 | Lights, Examination
BS32163 | Leisegang Medical Inc | OptiK Model 2 | 18-530472 | Colposcopes
| Clinton Industries, Inc. | Classic Series Treatment Table | 179194 | Tables, Examination/Treatment, Fixed
| Welch Allyn Inc | Exam Light III | NSN | Lights, Examination
| McKesson | LUMEON Hand-Held Doppler | 2017040015 | Detectors, Blood Flow, Ultrasonic
BN1693 | Midmark Corp | Ritter 104 | CD071831 | Tables, Examination/Treatment, Adjustable
BS32165 | Leisegang Medical Inc | OptiK Model 2 | 19-530362 | Colposcopes
| Medline Industries Inc | Soft Touch Finger Pulse Oximeter | 214367658526 | Oximeters, Pulse
BS30333 | Datex-Ohmeda | AISYS CARESTATION CS2 | APWZ03068 | Anesthesia Units
| Gynex Corporation | MEL-50 | 137266 | Lights, Examination, Stand-Alone
BN12154 | Welch Allyn Inc | 767 Wall Transformer | NSN 12154 | Transformers, Constant Voltage
Bn15210 | Welch Allyn Inc | LS135 | 178580 | Lights, Examination
bn26488 | GE Medical Systems | Corometrics 172 | Snv16295998pas | Monitors, Physiologic, Fetal, Antepartum, Bedside
| Welch Allyn Inc | Tycos 509 | 180116205915 | Sphygmomanometers, Aneroid
BS21203 | Philips Medical Systems Cardiac and Monitoring Syste | HeartStart FRx | B10F-00431 | Defibrillators, External, Automated
BN0679 | Midmark Corp | RITTER 104 | 178540 | Tables, Examination/Treatment, Adjustable
BS23525 | Midmark Corp | Ritter 244 | 137272 | Tables, Examination/Treatment, Adjustable
BS30330 | Datex-Ohmeda | AISYS CARESTATION CS2 | APWZ03067 | Anesthesia Units
| Welch Allyn Inc | 767 Wall Transformer | nsn 178615 | Transformers, Constant Voltage
BS29658 | NEXT MEDICAL PRODUCTS | Ultrasound Gel Packet Warmer | 174822 | Warming Units, Gel
BS17023 | Welch Allyn Inc | Spot Vital Signs LXi | 20071104793 | Monitors, Physiologic, Vital Signs
| CooperSurgical, Inc. | ClearTone | 2020040079 | Detectors, Fetal Heart, Ultrasonic
| Ambu | aView 2 Advance Monitor | A224111043 | Monitors, Video
bs20904 | Gynex Corporation | MEL-50 | 137312 | Lights, Examination, Stand-Alone
BS32051 | Welch Allyn Inc | ELI 280 | 119450001590 | Electrocardiographs, Multichannel, Interpretive
Bn27416 | Welch Allyn Inc | 767 Wall Transformer | 137275 | Transformers, Constant Voltage
| Welch Allyn Inc | 767 Wall Transformer | nsn 178604 | Transformers, Constant Voltage
bs23564 | Welch Allyn Inc | Spot Vital Signs LXi | 20161214371 | Monitors, Physiologic, Vital Signs
| Welch Allyn Inc | 767 Wall Transformer | NSN178616 | Transformers, Constant Voltage
B24856 | Welch Allyn Inc | 747 Diagnostic Set | 178573 | Ophthalmoscope/Otoscopes
| Exergen Corporation | TemporalScanner TAT-5000 | A1297695 | Thermometers, Electronic, Infrared, Skin
B24635 | Summit Doppler Systems, Inc. | LifeDop 350R | 178527 | Detectors, Fetal Heart, Ultrasonic
| CooperSurgical, Inc. | ClearTone | LH006084 | Detectors, Fetal Heart, Ultrasonic
BN26523 | Philips Medical Systems Cardiac and Monitoring Syste | HeartStart FRx | B16D-00872 | Defibrillators, External, Automated
bn27339 | Welch Allyn Inc | Tycos 509 | 178629 | Sphygmomanometers, Aneroid
B24849 | Welch Allyn Inc | Exam Light III | 178518 | Lights, Examination
BN0785 | Midmark Corp | RITTER 104 | 178531 | Tables, Examination/Treatment, Adjustable
A110960 | Welch Allyn Inc | 747 Diagnostic Set | 137288 | Ophthalmoscope/Otoscopes
BN12140 | Welch Allyn Inc | Exam Light III | 178513 | Lights, Examination
BN18451 | Seca Corp | seca 703 | 5703121084990 | Scales, Patient, Floor
Bn12148 | Welch Allyn Inc | Exam Light III | 178558 | Lights, Examination
| Welch Allyn Inc | Tycos 509 | 178618 | Sphygmomanometers, Aneroid
| NEXT MEDICAL PRODUCTS | Ultrasound Gel Packet Warmer | X20201205 | Warming Units, Gel
B24772 | Welch Allyn Inc | Tycos 509 | 1203589384 | Sphygmomanometers, Aneroid
bn27344 | Welch Allyn Inc | Tycos 509 | 178638 | Sphygmomanometers, Aneroid
BN22082 | Welch Allyn Inc | Tycos 509 | 120363677 | Sphygmomanometers, Aneroid
BS29656 | NEXT MEDICAL PRODUCTS | Ultrasound Gel Packet Warmer | 174824 | Warming Units, Gel
B19882 | Welch Allyn Inc | Exam Light III | 137264 | Lights, Examination
B24911 | Maxant Technologies, Inc. | Techline | I2847-05 | View Boxes, X-Ray
B24851 | Welch Allyn Inc | Tycos 509 | 120359396 | Sphygmomanometers, Aneroid
BN20945 | Welch Allyn Inc | Tycos 509 | 120358479 | Sphygmomanometers, Aneroid
| Welch Allyn Inc | Tycos 509 | nsn 178564 | Sphygmomanometers, Aneroid
A59789 | Draeger Medical Inc. | JM-105 Jaundice Meter | H2513689 | Bilirubinometers
B16447 | GE Healthcare | CARESCAPE Monitor B850 | SNR21010067SA | Monitors, Physiologic, Multipurpose, Bedside, Modular
BS24799 | Midmark Corp | Ritter 223 | V503684 | Tables, Examination/Treatment, Adjustable
| Midmark | MIDMARK 626 | V2685859 | Chairs, Examination/Treatment
BN0773 | Midmark Corp | RITTER 104 | 178613 | Tables, Examination/Treatment, Adjustable
BN20830 | Welch Allyn Inc | Tycos 509 | V138741 | Sphygmomanometers, Aneroid
B34607 | Thermomedics, Inc. | Caregiver | (21) 124112032003405C | Thermometers, Electronic, Infrared, Skin
B24673 | Welch Allyn Inc | Tycos 509 | 120358474 | Sphygmomanometers, Aneroid
B24840 | Welch Allyn Inc | Tycos 509 | 120359468 | Sphygmomanometers, Aneroid
BN2348 | Welch Allyn Inc | 767 Wall Transformer | 137311 | Transformers, Constant Voltage
B34681 | Welch Allyn Inc | 747 Diagnostic Set | 137267 | Ophthalmoscope/Otoscopes
B24719 | Welch Allyn Inc | Tycos 509 | 120353675 | Sphygmomanometers, Aneroid
| CooperSurgical, Inc. | ClearTone | CC007285 | Detectors, Fetal Heart, Ultrasonic
BS20869 | Midmark Corp | Ritter 223 | V690233 | Tables, Examination/Treatment, Adjustable
BN27333 | Detecto - A Division of Cardinal Scale Manufacturing Co. | Wheelchair Scale | E16811-0112 | Scales, Patient, Wheelchair
| Welch Allyn Inc | 767 Wall Sphygmomanometer | 250528160830 | Sphygmomanometers, Aneroid
| CooperSurgical, Inc. | LEEP Precision Generator | 2023100017 | Electrosurgical Units, Monopolar
B24877 | Welch Allyn Inc | 747 Diagnostic Set | 178538 | Ophthalmoscope/Otoscopes
B24771 | Welch Allyn Inc | Lite Box 48830 | 137279 | Lights, Examination
| Welch Allyn Inc | Tycos 509 | nsn 178556 | Sphygmomanometers, Aneroid
BN22080 | Welch Allyn Inc | 767 Wall Transformer | 178542 | Transformers, Constant Voltage
B24827 | Welch Allyn Inc | Tycos 509 | 120358476 | Sphygmomanometers, Aneroid
| Summit Doppler Systems, Inc. | Summit Doppler Life Dop | LH007592 | Detectors, Blood Flow/Fetal Heart, Ultrasonic
bn27345 | Welch Allyn Inc | Tycos 509 | 024019 | Sphygmomanometers, Aneroid
B24631 | Welch Allyn Inc | Tycos 509 | 120359398 | Sphygmomanometers, Aneroid
B24831 | Welch Allyn Inc | Tycos 509 | 120353674 | Sphygmomanometers, Aneroid
B24674 | Welch Allyn Inc | Tycos 509 | 120358477 | Sphygmomanometers, Aneroid
B24880 | Welch Allyn Inc | Tycos 509 | 120353461 | Sphygmomanometers, Aneroid
| Stryker Endoscopy Div Stryker Corp | Auxiliary Organizer | 194728 | Carts
Bn28603 | Midmark Corp | Ritter 253 | 178567 | Lights, Examination
158772 | Welch Allyn Inc | ELI 280 | 119450001598 | Electrocardiographs, Multichannel, Interpretive
bn28118 | Welch Allyn Inc | Spot Vital Signs LXi | 20150905981 | Monitors, Physiologic, Vital Signs
BS25388 | HAUSMANN INDUSTRIES, INC. | SKF Actuation System | KOM33-20A-011 | Tables, Examination/Treatment
B17090 | Philips Healthcare | L12-5 | 453561645097 | Transducers, Ultrasonic
| Welch Allyn Inc | Tycos 509 | 120359470 | Sphygmomanometers, Aneroid
| Midmark Corp | Ritter 224 | v2524511 | Tables, Examination/Treatment, Adjustable
| Medline Industries Inc | MDS1001 | S2280297691 | Sphygmomanometers, Electronic, Automatic
Bn15881 | Welch Allyn Inc | Tycos 509 | 070227110333 | Sphygmomanometers, Aneroid
bs23562 | Welch Allyn Inc | Spot Vital Signs LXi | 20161214369 | Monitors, Physiologic, Vital Signs
B24745 | Welch Allyn Inc | Tycos 509 | 120359395 | Sphygmomanometers, Aneroid
| Welch Allyn Inc | Tycos 509 | nsn 178583 | Sphygmomanometers, Aneroid
B24902 | AKRUS | AK 5010 BMS | 102826 | STRETCHERS, NON-ELECTRIC
| Olympus America | OCS-500 | 112508 | Colposcopes
BS20905 | Gynex Corporation | MEL-50 | 137315 | Lights, Examination, Stand-Alone
BN27849 | Welch Allyn Inc | Tycos 509 | 119641727 | Sphygmomanometers, Aneroid
| Welch Allyn Inc | Green Series Exam Light IV | NSN | Lights, Examination
| Welch Allyn Inc | Green Series 777 Wall Transformer | NSN | Transformers, Constant Voltage
BS21150 B24895 | Hamilton Bell Co., Inc. | Vanguard V6500 | 176973 | Centrifuges, Tabletop, Low-Speed, Nonrefrigerated
B24819 | Welch Allyn Inc | Green Series Exam Light IV | b24819 | Lights, Examination
BS19841 | Welch Allyn Inc | Connex Vital Signs Monitor 6000 Series | 103001731212 | Monitors, Physiologic, Vital Signs
BN0701 | Midmark Corp | RITTER 104 | Cd007367 | Tables, Examination/Treatment, Adjustable
| Welch Allyn Inc | Tycos 509 | NSN | Sphygmomanometers, Aneroid
B16443 | GE Healthcare | CARESCAPE Monitor B850 | SNR21020032SA | Monitoring Systems, Physiologic
BN24018 | CooperSurgical, Inc. | ClearTone | CC007775 | Detectors, Fetal Heart, Ultrasonic
BN16885 | CooperSurgical, Inc. | ClearTone | CC002549 | Detectors, Fetal Heart, Ultrasonic
BS24848 | CooperSurgical, Inc. | ClearTone | 2016090044 | Detectors, Fetal Heart, Ultrasonic
| Welch Allyn Inc | Tycos 509 | NSN | Sphygmomanometers, Aneroid
B24788 | Welch Allyn Inc | Tycos 509 | 120359393 | Sphygmomanometers, Aneroid
BS23709 | STERIS Corp | Amsco DJ030124131 | 0428515012 | Warming Units, Multipurpose
BN3592 | Midmark Corp | RITTER 104 | 178582 | Tables, Examination/Treatment, Adjustable
| Summit Appliances Division, Felix Storch, Inc. | Pharma-Vac Performance Series | N/A | Freezers, Pharmacy, Upright
BN28635 B24896 | Hamilton Bell Co., Inc. | Vanguard V6500 | 187906 | Centrifuges, Tabletop, Low-Speed, Nonrefrigerated
B19881 | Welch Allyn Inc | Tycos 509 | 120353407 | Sphygmomanometers, Aneroid
B24850 | Welch Allyn Inc | 747 Diagnostic Set | 178546 | Ophthalmoscope/Otoscopes
| Welch Allyn Inc | Tycos 509 | nsn 178559 | Sphygmomanometers, Aneroid
BN28107 | Welch Allyn Inc | Tycos 509 | 129590321 | Sphygmomanometers, Aneroid
BN18450 | Seca Corp | seca 703 | 5703109083792 | Scales, Patient, Floor
B24835 | Summit Doppler Systems, Inc. | LifeDop 350R | 137301 | Detectors, Fetal Heart, Ultrasonic
B24883 | Welch Allyn Inc | Lite Box 48830 | 178626 | Lights, Examination
| Richard Wolf Medical Instruments Corp | LP 5124 Light Source | 040103 | Light Sources
BN27334 | Seca Corp | seca 703 | 5703125085150 | Scales, Patient, Floor
BN22066 | Midmark Corp | Ritter 222 | Rk004166 | Tables, Examination/Treatment, Adjustable
| Huntleigh Healthcare | Fetal Dopplex II | 10875023 | Detectors, Fetal Heart, Ultrasonic
B29000 | NEXT MEDICAL PRODUCTS | Ultrasound Gel Packet Warmer | 137271 | Warming Units, Gel
BN0779 | Midmark Corp | RITTER 104 | 178535 | Tables, Examination/Treatment, Adjustable
| Detecto - A Division of Cardinal Scale Manufacturing Co. | 6495 Digital Stationary Wheelchair Scale | E10825-0006 | Scales, Patient, Wheelchair
BS30332 | Datex-Ohmeda | AISYS CARESTATION CS2 | APWZ03059 | Anesthesia Units
BN28119 | Welch Allyn Inc | Spot Vital Signs LXi | 0100732094212082 | Monitors, Physiologic, Vital Signs
| Seca Corp | seca 703 | 10000001179057 | Scales, Patient, Floor
| Health-O-Meter Inc | Digital Platform Scale | 1100E4221 05754 | Scales, Patient, Platform, Electronic
B24825 | Welch Allyn Inc | Exam Light III | 137265 | Lights, Examination
B24583 | Welch Allyn Inc | 747 Diagnostic Set | 137262 | Ophthalmoscope/Otoscopes
B19880 | CooperSurgical, Inc. | LifeDop 250 | 178504 | Detectors, Blood Flow, Ultrasonic
BS32239 | Seca Corp | seca 813 | 10000000823145 | Scales, Patient, Floor
| Detecto - A Division of Cardinal Scale Manufacturing Co. | 750 | E17025-0059 | Scales, Patient, Floor
| Welch Allyn Inc | Tycos 509 | nsn 178602 | Sphygmomanometers, Aneroid
BS19839 | Welch Allyn Inc | Connex Vital Signs Monitor 6000 Series | 103001761212 | Monitors, Physiologic, Vital Signs
| Welch Allyn Inc | Connex Spot Monitor | 100021682525 | Monitors, Physiologic, Vital Signs
| Welch Allyn Inc | SureTemp Plus 690 | 25190114 | Thermometers, Electronic
| Welch Allyn Inc | Tycos 509 | nsn 178574 | Sphygmomanometers, Aneroid
| Welch Allyn Inc | Tycos 509 | nsn 178614 | Sphygmomanometers, Aneroid
bn0794 | Midmark Corp | Ritter 104 | Cd00683 | Tables, Examination/Treatment, Adjustable
| Zoll Medical Corp | AED Plus | X26A983409 | Defibrillators, External, Automated
B24800 | Welch Allyn Inc | 747 Diagnostic Set | 178641 | Ophthalmoscope/Otoscopes
| Welch Allyn Inc | Tycos 509 | nsn 178606 | Sphygmomanometers, Aneroid
| HOLOGIC INC | THS | YX1509 | Image Processors, Video, Endoscopy
| Welch Allyn Inc | 767 Wall Transformer | NSN | Transformers, Constant Voltage
bs23563 | Welch Allyn Inc | Spot Vital Signs LXi | 20161214368 | Monitors, Physiologic, Vital Signs
bn28124 | Welch Allyn Inc | Spot Vital Signs LXi | 21 20150906097 | Monitors, Physiologic, Vital Signs
BS19840 | Welch Allyn Inc | Connex Vital Signs Monitor 6000 Series | 103001781212 | Monitors, Physiologic, Vital Signs
| NEXT MEDICAL PRODUCTS | Ultrasound Gel Packet Warmer | X20240110 | Warming Units, Gel
176414 | Midmark Corp | Midmark 626 | V2316641 | Chairs, Examination/Treatment
BS23529 | Midmark Corp | Ritter 223 | V1777197 | Tables, Examination/Treatment, Adjustable
| VELA | Mammography Chair | 544051 | Chairs, Mammography
| GE Medical Systems | Corometrics 172 | SNV22360018PAS | Monitors, Physiologic, Fetal, Antepartum, Bedside
B24730 | Welch Allyn Inc | 747 Diagnostic Set | 178581 | Ophthalmoscope/Otoscopes
BN18620 | Welch Allyn Inc | Tycos 509 | 080730113408 | Sphygmomanometers, Aneroid
BS25389 B24898 | Clinton Industries, Inc. | 252-57 | NSN179212 | TABLES, EXAMINATION/TREATMENT
bs33153 | NEXT MEDICAL PRODUCTS | Ultrasound Gel Packet Warmer | x20181220 | Warming Units, Gel
A59711 | Medtronic Inc | Valleylab FT10 | T6B04346DW | Electrosurgical Units, Monopolar/Bipolar
B24876 | Welch Allyn Inc | Exam Light III | 178537 | Lights, Examination
BS21634 | Welch Allyn Inc | Spot Vital Signs LXi | 20110302345 | Monitors, Physiologic, Vital Signs
| Gynex Corporation | MEL-50 | NSN | Lights, Examination, Stand-Alone
BS20857 | Midmark | Ritter 204 | 178628 | Tables, Examination/Treatment, Adjustable
| Welch Allyn Inc | Green Series 777 Diagnostic Wall System | NSN 194710 | Ophthalmoscope/Otoscopes
| Biodex Medical Systems, Inc. | Ultra Pro | NSN179193 | Tables, Imaging, Ultrasound
BN-24141 | Huntleigh Healthcare | Fetal Dopplex II | FD2 304. 1667-00 | Detectors, Fetal Heart, Ultrasonic
| Midmark | Ritter 253 | V2822910 | Lights, Examination
BS24160 | CooperSurgical, Inc. | ClearTone | 2017060095 | Detectors, Fetal Heart, Ultrasonic
B24223 | Exergen Corporation | TemporalScanner TAT-5000 | A655558 | Thermometers, Electronic, Infrared, Skin
| Seca Corp | seca 703 | BN27337 | Scales, Patient, Floor
158765 | AMBCO | 650A | B10409 | Audiometers
BS18863 | Midmark Corp | Ritter 100 | Bs027389 | Tables, Examination/Treatment, Adjustable
bs22647 | Welch Allyn Inc | Spot Vital Signs LXi | 20140100582 | Monitors, Physiologic, Vital Signs
BN30867 | Midmark Corp | Ritter 100 | CD097333 | Tables, Examination/Treatment, Adjustable
B24882 | Welch Allyn Inc | 747 Diagnostic Set | 178627 | Ophthalmoscope/Otoscopes
| Huntleigh Healthcare | Dopplex D900 | 3041667-00 | Detectors, Blood Flow, Ultrasonic
BN0694 | Midmark Corp | RITTER 104 | 178576 | Tables, Examination/Treatment, Adjustable
| Welch Allyn Inc | Green Series 777 Wall Transformer | NSN | Transformers, Constant Voltage
B24749 BN28424 | Midmark Corp | Ritter 222 | V198443 | Tables, Examination/Treatment, Adjustable
BS20856 | Midmark | Ritter 204 | 178608 | Tables, Examination/Treatment, Adjustable
BN27857 | Welch Allyn Inc | Tycos 509 | 9611131648 | Sphygmomanometers, Aneroid
BN0132 | Midmark Corp | RITTER 104 | CD037685 | Tables, Examination/Treatment, Adjustable
| NEXT MEDICAL PRODUCTS | Ultrasound Gel Packet Warmer | X20240110 | Warming Units, Gel
BS30348 | CooperSurgical, Inc. | Endosee | C0901E7982 | Hysteroscopes
BN0122 | Midmark Corp | RITTER 104 | CD047660 | Tables, Examination/Treatment, Adjustable
BN30823 | Huntleigh Healthcare | Dopplex D900 | 30415525 | Detectors, Blood Flow, Ultrasonic
BN20093 | Midmark Corp | Ritter 230 | V768459 | Tables, Examination/Treatment, Adjustable
| Seca Corp | seca 869 | 5869126185966 | Scales, Patient, Floor
185308 | Welch Allyn Inc | Spot Vital Signs LXi | 20080502519 | Monitors, Physiologic, Vital Signs
158756 | Welch Allyn Inc | Spot Vital Signs LXi | 20140505803 | Monitors, Physiologic, Vital Signs
BN27834 | Midmark Corp | Ritter 104 | CD037757 | Tables, Examination/Treatment, Adjustable
158782 | Welch Allyn Inc | 767 Wall Transformer | 158782 | Transformers, Constant Voltage
| Eyecon | Eyecon 9420 Prescription Filling Station | EF203914756 | Pill Counters, Automatic
| Welch Allyn Inc | Spot Vital Signs LXi | 20150905959 | Monitors, Physiologic, Vital Signs
BN2987 | Welch Allyn Inc | 747 Diagnostic Set | 185319 | Ophthalmoscope/Otoscopes
BS24785 | Maxant Technologies, Inc. | Techline | 158846 | View Boxes, X-Ray
BS33448 | Cianna Medical | SAVI SCOUT | CK10026 | Tumor Resection Guidance Systems
B24348 | Keeler Instruments Inc | Vantage Plus | 37902 | Ophthalmoscopes, Indirect
B34714 | Midmark | Ritter 204 | V612316 | Tables, Examination/Treatment, Adjustable
| Welch Allyn Inc | Green Series 777 Wall Transformer | NSN | Transformers, Constant Voltage
| Welch Allyn Inc | Green Series Exam Light IV | NSN191518 | Lights, Examination
BS22030 | Welch Allyn Inc | Spot Vital Signs LXi | 20110302350 | Monitors, Physiologic, Vital Signs
| Huntleigh Healthcare | Dopplex D900 | fd1px023724009 | Detectors, Blood Flow, Ultrasonic
BN28714 | AMBCO | 650A | B13570 | Audiometers
B24838 | The Brewer Company | Access Exam Table | ET007036 | Tables, Examination/Treatment, Adjustable
| Burton Medical | UV Light | 034196 | Lights, Examination, Ultraviolet, Portable/Handheld
BN2011 | Welch Allyn Inc | 747 Diagnostic Set | 185333 | Ophthalmoscope/Otoscopes
BS24771 | Welch Allyn Inc | Green Series Exam Light IV | 158841 | Lights, Examination
BN0155 | Welch Allyn Inc | 747 Diagnostic Set | 185346 | Ophthalmoscope/Otoscopes
| Medline Industries Inc | MDS1001 | S2280297592 | Sphygmomanometers, Electronic, Automatic
BN20935 | Midmark Corp | Ritter 304 | GK014780 | Tables, Examination/Treatment, Adjustable
bn28121 | Welch Allyn Inc | Spot Vital Signs LXi | 20150905964 | Monitors, Physiologic, Vital Signs
B34596 | Welch Allyn Inc | Green Series Exam Light IV | 137278 | Lights, Examination
Bn27946 | Midmark | Ritter 204 | V1041859 | Tables, Examination/Treatment, Adjustable
BN27914 | Welch Allyn Inc | Green Series 777 Diagnostic Wall System | 185300 | Ophthalmoscope/Otoscopes
| Welch Allyn Inc | SureTemp Plus 690 | 25190103 | Thermometers, Electronic
| Burton Medical | UV Light UV503 | 6814369 | Lights, Examination, Ultraviolet, Portable/Handheld
BN20932 | Midmark Corp | Ritter 304 | 178550 | Tables, Examination/Treatment, Adjustable
| Gynex Corporation | MEL-50 | NSN | Lights, Examination, Stand-Alone
bn22196 | Welch Allyn Inc | Green Series Exam Light IV | 178630 | Lights, Examination
B24926 | NEXT MEDICAL PRODUCTS | Ultrasound Gel Packet Warmer | 178500 | Warming Units, Gel
| Welch Allyn Inc | SureTemp Plus 690 | 25199870 | Thermometers, Electronic
BN13490 | Welch Allyn Inc | Exam Light III | 159895 | Lights, Examination
BS32240 | Seca Corp | seca 703 | 10000000252879 | Scales, Patient, Floor
Bn28423 | Midmark | Midmark 625 | V1987617 | Tables, Examination/Treatment, Adjustable
bn23903 | Midmark Corp | Ritter 104 | Cd097128 | Tables, Examination/Treatment, Adjustable
BN20830 | Midmark Corp | Ritter 304 | V138741-1 | Tables, Examination/Treatment, Adjustable
Bs10915 | Leisegang Medical Inc | Leisegang 1DS | 51507 | Colposcopes
A59460 | Midmark | Midmark 626 | V2795173 | Tables, Examination/Treatment, Adjustable
| NEXT MEDICAL PRODUCTS | Ultrasound Gel Packet Warmer | X20240110 | Warming Units, Gel
| Welch Allyn Inc | Exam Light III | NSN | Lights, Examination
B19887 | Welch Allyn Inc | Tycos 509 | 120359397 | Sphygmomanometers, Aneroid
BN22070 | Midmark Corp | Ritter 304 | 178521 | Tables, Examination/Treatment, Adjustable
BN28120 | Welch Allyn Inc | Spot Vital Signs LXi | 20150906100 | Monitors, Physiologic, Vital Signs
| Welch Allyn Inc | SureTemp Plus 690 | 25190126 | Thermometers, Electronic
| Huntleigh Healthcare | DOPPLEX | FD1PX0343232-10 | Detectors, Blood Flow/Fetal Heart, Ultrasonic
| Wallach Surgical Devices Inc | ZoomStar | 2023110003 | Colposcopes
BN26526 | Welch Allyn Inc | Spot Vital Signs LXi | 20160409380 | Monitors, Physiologic, Vital Signs
BS30350 | Midmark Corp | Ritter 230 | V22070742 | Tables, Examination/Treatment, Adjustable
BS19837 | Welch Allyn Inc | Connex Vital Signs Monitor 6000 Series | 103001751212 | Monitors, Physiologic, Vital Signs
B24886 | Welch Allyn Inc | 747 Diagnostic Set | 178609 | Ophthalmoscope/Otoscopes
BS27693 | Exergen Corporation | TemporalScanner TAT-5000 | A821498 | Thermometers, Electronic, Infrared, Skin
Bn22026 | Midmark Corp | Ritter 304 | 178557 | Tables, Examination/Treatment, Adjustable
159833 | Welch Allyn Inc | Green Series Exam Light IV | 159833 | Lights, Examination
| Leisegang Medical Inc | OptiK Model 2 | 41465 | Colposcopes
BS30335 | Datex-Ohmeda | AISYS CARESTATION CS2 | APWZ03069 | Anesthesia Units
BS30334 | Datex-Ohmeda | AISYS CARESTATION CS2 | APWZ03058 | Anesthesia Units
| Welch Allyn Inc | Connex Spot Monitor | 100014751424 | Monitors, Physiologic, Vital Signs
bs23696 | Philips Medical Systems Cardiac and Monitoring Syste | HeartStart FRx | b16a02820 | Defibrillators, External, Automated
bn28234 | Welch Allyn Inc | Green Series 777 Diagnostic Wall System | 185405 | Ophthalmoscope/Otoscopes
bs26925 | Welch Allyn Inc | Connex Spot Monitor | 100039040718 | Monitors, Physiologic, Vital Signs
BN23690 | Welch Allyn Inc | Wall Sphygmomanometer | 090115161225 | Sphygmomanometers, Aneroid
| Seca Corp | seca 777 | 10000001546335 | Scales, Patient, Floor
bn28646 | Philips Medical Systems Cardiac and Monitoring Syste | HeartStart FRx | b16a02998 | Defibrillators, External, Automated
BN28233 | Welch Allyn Inc | Tycos 509 | 80815715709 | Sphygmomanometers, Aneroid
B39210 | CARDINAL HEALTH | Exam Table | 100064727 | Tables, Examination/Treatment
Bn28232 | Welch Allyn Inc | Wall Sphygmomanometer | 715621 | Sphygmomanometers, Aneroid
bs26927 | Welch Allyn Inc | Connex Spot Monitor | 10038800718 | Monitors, Physiologic, Vital Signs
bs23714 | Detecto - A Division of Cardinal Scale Manufacturing Co. | Weigh Beam Eye-Level | E32115-0360 | Scales, Patient, Platform, Mechanical
| Welch Allyn Inc | Connex Spot Monitor | 100033581624 | Monitors, Physiologic, Vital Signs
158799 | Topcon America Corp | KR-800 | 4751218 | Refractors, Ophthalmic, Automated
bn24549 | STERIS Corp | Amsco QDJ Series | 0411514075 | Warming Units, Multipurpose
b28239 | Welch Allyn Inc | ELI 380 | 121070000643 | Electrocardiographs, Multichannel, Interpretive
BS34792 | Welch Allyn Inc | Connex Spot Monitor | 100052903420 | Monitors, Physiologic, Vital Signs
BN18432 | Welch Allyn Inc | 767 Wall Transformer | 191666 | Transformers, Constant Voltage
| Welch Allyn Inc | ELI 380 | 121090000213 | Electrocardiographs, Multichannel, Interpretive
BN18424 | Welch Allyn Inc | 767 Wall Transformer | 159954 | Transformers, Constant Voltage
BS26528 | Seca Corp | seca 220 | 167633 | Height Measurement Instruments, Wall-Mounted, Mechanical
Bn21623 | Midmark | Ritter 204 | V880528 | Tables, Examination/Treatment, Adjustable
BN18402 | Welch Allyn Inc | 767 Wall Transformer | 159960 | Transformers, Constant Voltage
Bn21498 | Midmark | Ritter 204 | V880547 | Tables, Examination/Treatment, Adjustable
| Welch Allyn Inc | Spot Vital Signs LXi | NSN194683 | Monitors, Physiologic, Vital Signs
BN18433 | Welch Allyn Inc | SureTemp Plus 690 | 08216101 | Thermometers, Electronic
BN26524 | AMBCO | 650A | b13572 | Audiometers
| Welch Allyn Inc | Exam Light III | 191270 | Lights, Examination
BN29065 | AMBCO | 650A | B13586 | Audiometers
BN18426 | Welch Allyn Inc | 767 Wall Transformer | 191715 | Transformers, Constant Voltage
Bn18383 | Welch Allyn Inc | Exam Light III | 191670 | Lights, Examination
Bn18404 | Midmark Corp | Ritter 223 | V612033 | Tables, Examination/Treatment, Adjustable
BN18369 | Welch Allyn Inc | SureTemp Plus 690 | 08218582 | Thermometers, Electronic
BS15440 | Welch Allyn Inc | Spot Vital Signs LXi | 20080602992 | Monitors, Physiologic, Vital Signs
BN18328 | Welch Allyn Inc | Exam Light III | 159945 | Lights, Examination
Bn18408 | Midmark Corp | Ritter 223 | V611733 | Tables, Examination/Treatment, Adjustable
BN25544 | Welch Allyn Inc | SureTemp Plus 690 | 08164352 | Thermometers, Electronic
BN17191 | Health-O-Meter Inc | Digital Platform Scale | 5970007070 | Scales, Patient, Platform, Electronic
BN17809 | Welch Allyn Inc | Tycos 509 | 080414163436 | Sphygmomanometers, Aneroid
BN18330 | Health-O-Meter Inc | Digital Platform Scale | 5970006990 | Scales, Patient, Platform, Electronic
BN18431 | Welch Allyn Inc | SureTemp Plus 690 | 08216119 | Thermometers, Electronic
Bn18351 | Midmark | Ritter 204 | V605367 | Tables, Examination/Treatment, Adjustable
BN18435 | Welch Allyn Inc | SURETEMP PLUS | 08218573 | Thermometers
| Welch Allyn Inc | Exam Light III | NSN191685 | Lights, Examination
BN18420 | Welch Allyn Inc | 767 Wall Transformer | 159979 | Transformers, Constant Voltage
BN17807 | Welch Allyn Inc | Tycos 509 | 080414135244 | Sphygmomanometers, Aneroid
| Philips Medical Systems Cardiac and Monitoring Syste | HeartStart FRx | B09D-00461 | Defibrillators, External, Automated
BN18406 | Welch Allyn Inc | 767 Wall Transformer | 191683 | Transformers, Constant Voltage
BN23447 | Welch Allyn Inc | Tycos 509 | 08041418334 | Sphygmomanometers, Aneroid
| Welch Allyn Inc | SureTemp Plus 690 | 08215991 | Thermometers, Electronic
BN18441 | Welch Allyn Inc | SureTemp Plus 690 | 08216107 | Thermometers, Electronic
| Welch Allyn Inc | Exam Light III | 191728 | Lights, Examination
191723 | Midmark | Ritter 204 | V605362 | Tables, Examination/Treatment, Adjustable
BN21275 | Olympic Medical Corp | Smart Scale Model 50 | 3410 | Scales, Infant
BN18409 | Welch Allyn Inc | Exam Light III | 191648 | Lights, Examination
BN18438 | Welch Allyn Inc | 767 Wall Transformer | 159943 | Transformers, Constant Voltage
B17078 | TOPCON MEDICAL SYSTEMS, INC. | TRC-NW8 | Z43478 | Cameras, Photographic, Ophthalmic, Fundus, Mydriatic
BN17806 | Welch Allyn Inc | Tycos 509 | 080414183822 | Sphygmomanometers, Aneroid
BN20788 | Welch Allyn Inc | Tycos 509 | 080414183206 | Sphygmomanometers, Aneroid
BN23189 | Midmark Corp | Ritter 100 | CD066743 | Tables, Examination/Treatment, Adjustable
BN17996 | Welch Allyn Inc | Tycos 509 | 080414141128 | Sphygmomanometers, Aneroid
BN17992 | Welch Allyn Inc | Tycos 509 | 080414160151 | Sphygmomanometers, Aneroid
BN18428 | Welch Allyn Inc | 767 Wall Transformer | 191731 | Transformers, Constant Voltage
BN17999 | Welch Allyn Inc | Tycos 509 | 080414183937 | Sphygmomanometers, Aneroid
BN18429 | Welch Allyn Inc | SureTemp Plus 690 | 08215986 | Thermometers, Electronic
BN17994 | Welch Allyn Inc | Tycos 509 | 080414183551 | Sphygmomanometers, Aneroid
BN17997 | Welch Allyn Inc | Tycos 509 | 080414182819 | Sphygmomanometers, Aneroid
BN23446 | Welch Allyn Inc | Tycos 509 | 080414160316 | Sphygmomanometers, Aneroid
BN18333 | Health-O-Meter Inc | Digital Platform Scale | 5970006820 | Scales, Patient, Platform, Electronic
BN17993 | Welch Allyn Inc | Tycos 509 | 080414135542 | Sphygmomanometers, Aneroid
BN28742 | Midmark | Ritter 204 | V605287 | Tables, Examination/Treatment, Adjustable
BN18787 | Welch Allyn Inc | Tycos 509 | 080414183051 | Sphygmomanometers, Aneroid
BS17064 | Welch Allyn Inc | Spot Vital Signs LXi | 20080301164 | Monitors, Physiologic, Vital Signs
BS33449 | THERMO SCIENTIFIC | Sorvall ST 8R | 42545321 | Centrifuges, Tabletop, High-Speed, Refrigerated
BN17804 | Welch Allyn Inc | Tycos 509 | 08041410905 | Sphygmomanometers, Aneroid
BN18352 | Health-O-Meter Inc | Digital Platform Scale | 159243WX5 | Scales, Patient, Platform, Electronic
BS22594 | Welch Allyn Inc | Spot Vital Signs LXi | 20140100714 | Monitors, Physiologic, Vital Signs
| Welch Allyn Inc | Exam Light III | 191663 | Lights, Examination
B24195 | Philips Medical Systems Cardiac and Monitoring Syste | HeartStart FRx | B08G-00995 | Defibrillators, External, Automated
BN17805 | Welch Allyn Inc | Tycos 509 | 080414182933 | Sphygmomanometers, Aneroid
BN27236 | Welch Allyn Inc | Tycos 509 | 0804140230 | Sphygmomanometers, Aneroid
BN15309 | Seca Corp | seca 700 | 5700172060645 | Scales, Patient, Floor
BN18322 | Welch Allyn Inc | Exam Light III | 159976 | Lights, Examination
BN18316 | Health-O-Meter Inc | Digital Platform Scale | 5970006993 | Scales, Patient, Platform, Electronic
A57043 | Welch Allyn Inc | Connex Spot Monitor | 100060253025 | Monitors, Physiologic, Vital Signs
BN17810 | Welch Allyn Inc | Tycos 509 | 080414161043 | Sphygmomanometers, Aneroid
BN18336 | Health-O-Meter Inc | Digital Platform Scale | 5970006978 | Scales, Patient, Platform, Electronic
Bn18315 | Midmark | Ritter 204 | V611565 | Tables, Examination/Treatment, Adjustable
BN18434 | Welch Allyn Inc | 767 Wall Transformer | 159965 | Transformers, Constant Voltage
B24325 | Midmark Corp | Ritter 204 | V605246 | Tables, Examination/Treatment, Adjustable
BN17995 | Welch Allyn Inc | Tycos 509 | 080414161438 | Sphygmomanometers, Aneroid
BN18331 | Welch Allyn Inc | Exam Light III | 191722 | Lights, Examination
BN0141 | Midmark Corp | RITTER 104 | CD040987 | Tables, Examination/Treatment, Adjustable
BN17744 | Health-O-Meter Inc | Digital Platform Scale | 159243WX5 | Scales, Patient, Platform, Electronic
BN18405 | Welch Allyn Inc | Exam Light III | 191657 | Lights, Examination
| PELSTAR, LLC | Waist High Digital Scale | 499412426547 | Scales, Patient, Floor
Bn18338 | Midmark Corp | Ritter 204 | V605338 | Tables, Examination/Treatment, Adjustable
BN18357 | Midmark | Ritter 204 | V605229 | Tables, Examination/Treatment, Adjustable
| Exergen Corporation | TemporalScanner TAT-5000 | A845020 | Thermometers, Electronic, Infrared, Skin
BN18358 | Health-O-Meter Inc | Digital Platform Scale | 5970007008 | Scales, Patient, Platform, Electronic
Bn18342 | Midmark | Ritter 204 | V605263 | Tables, Examination/Treatment, Adjustable
| Welch Allyn Inc | Exam Light III | NSN159968 | Lights, Examination
BN18423 | Welch Allyn Inc | SureTemp Plus 690 | 08216123 | Thermometers, Electronic
| Welch Allyn Inc | SureTemp Plus 690 | 194695 | Thermometers, Electronic
BN18415 | Welch Allyn Inc | SureTemp Plus 690 | 08216097 | Thermometers, Electronic
BN27237 | Welch Allyn Inc | Tycos 509 | 080414140040 | Sphygmomanometers, Aneroid
BN18419 | Welch Allyn Inc | SureTemp Plus 690 | 08216118 | Thermometers, Electronic
BN20035 | Health-O-Meter Inc | Digital Platform Scale | 5970007281 | Scales, Patient, Platform, Electronic
Bn18354 | Midmark Corp | Ritter 204 | V605344 | Tables, Examination/Treatment, Adjustable
BN20768 | Health-O-Meter Inc | Digital Platform Scale | 5970006807 | Scales, Patient, Platform, Electronic
BN18346 | Health-O-Meter Inc | Digital Platform Scale | 5970006815 | Scales, Patient, Platform, Electronic
| Welch Allyn Inc | Exam Light III | 191720 | Lights, Examination
BS17763 | Welch Allyn Inc | Spot Vital Signs LXi | 20080602996 | Monitors, Physiologic, Vital Signs
BN18422 | Welch Allyn Inc | 767 Wall Transformer | 191691 | Transformers, Constant Voltage
BN18403 | Welch Allyn Inc | SureTemp Plus 690 | 08218507 | Thermometers, Electronic
BS21649 | Welch Allyn Inc | Spot Vital Signs LXi | 20111108729 | Monitors, Physiologic, Vital Signs
BN17190 | Midmark Corp | Ritter 223 | V612058 | Tables, Examination/Treatment, Adjustable
A57016 | Edan Instruments, Inc. | F2 Fetal Monitor | 416294 | Monitors, Physiologic, Fetal, Intrapartum, Bedside
BN20769 | Health-O-Meter Inc | Digital Platform Scale | 5970006811 | Scales, Patient, Platform, Electronic
BN18325 | Welch Allyn Inc | Exam Light III | 159951 | Lights, Examination
B24421 | Welch Allyn Inc | 767 Wall Transformer | 159990 | Transformers, Constant Voltage
BN18430 | Welch Allyn Inc | 767 Wall Transformer | 191672 | Transformers, Constant Voltage
| Draeger Medical Inc. | JM-105 Jaundice Meter | H2509339 | Bilirubinometers
BN18317 | Midmark | Ritter 204 | V605361 | Tables, Examination/Treatment, Adjustable
Bn18348 | Midmark | Ritter 204 | V589185 | Tables, Examination/Treatment, Adjustable
BS22856 | Welch Allyn Inc | Spot Vital Signs LXi | 20140505794 | Monitors, Physiologic, Vital Signs
BN18326 | Midmark | Ritter 204 | V589182 | Tables, Examination/Treatment, Adjustable
| Welch Allyn Inc | Exam Light III | NSN191689 | Lights, Examination
BN18323 | Midmark | Ritter 204 | V605304 | Tables, Examination/Treatment, Adjustable
BN16688 | Welch Allyn Inc | 767 Wall Transformer | 184750 | Transformers, Constant Voltage
BN28935 | Welch Allyn Inc | Tycos 509 | 190109110335 | Sphygmomanometers, Aneroid
BN18332 | Midmark | Ritter 204 | V605297 | Tables, Examination/Treatment, Adjustable
BN18318 | Health-O-Meter Inc | Digital Platform Scale | 5970006994 | Scales, Patient, Platform, Electronic
BN17998 | Health-O-Meter Inc | Digital Platform Scale | 5970006989 | Scales, Patient, Platform, Electronic
BN18439 | Welch Allyn Inc | SureTemp Plus 690 | 08218584 | Thermometers, Electronic
BN28779 | Health-O-Meter Inc | Digital Platform Scale | 597T012372 | Scales, Patient, Platform, Electronic
BN18790 | Welch Allyn Inc | 767 Integrated Diagnostic System | 191661 | Ophthalmoscope/Otoscope/Vital Signs Measuring Systems
B27986 | Welch Allyn Inc | ELI 380 | 121070002313 | Electrocardiographs, Multichannel, Interpretive
BN27246 | Welch Allyn Inc | Exam Light III | 191678 | Lights, Examination
BN18443 | Welch Allyn Inc | SureTemp Plus 690 | 08218574 | Thermometers, Electronic
bn18788 | Health-O-Meter Inc | Digital Platform Scale | 5970006822 | Scales, Patient, Platform, Electronic
BN18335 | Midmark | Ritter 204 | V605311 | Tables, Examination/Treatment, Adjustable
BN18436 | Welch Allyn Inc | 767 Wall Transformer | 191650 | Transformers, Constant Voltage
BN18410 | Welch Allyn Inc | 767 Wall Transformer | 191656 | Transformers, Constant Voltage
BN18440 | Welch Allyn Inc | 767 Wall Transformer | 159973 | Transformers, Constant Voltage
BN18421 | Welch Allyn Inc | SURETEMP PLUS | 08216117 | Thermometers
BN18319 | Welch Allyn Inc | Exam Light III | 159992 | Lights, Examination
| Welch Allyn Inc | SureTemp Plus 690 | 194690 | Thermometers, Electronic
A57044 | Welch Allyn Inc | Connex Spot Monitor | 100060363025 | Monitors, Physiologic, Vital Signs
Bn29050 | Seca Corp | seca 220 | 5769231164109 | Height Measurement Instruments, Wall-Mounted, Mechanical
BN18321 | Health-O-Meter Inc | Digital Platform Scale | 5970007094 | Scales, Patient, Platform, Electronic
BN16105 | Welch Allyn Inc | 767 Wall Transformer | 174103 | Transformers, Constant Voltage
BN18368 | Welch Allyn Inc | 767 Wall Transformer | 191646 | Transformers, Constant Voltage
bn18757 | Health-O-Meter Inc | Digital Platform Scale | 597T001131 | Scales, Patient, Platform, Electronic
Bs33728 | Seca Corp | seca 769 | 5769339176964 | Scales, Patient, Floor
| Welch Allyn Inc | SureTemp Plus 690 | NSN194692 | Thermometers, Electronic
BN18349 | Health-O-Meter Inc | Digital Platform Scale | 5970007073 | Scales, Patient, Platform, Electronic
| Welch Allyn Inc | SureTemp Plus 690 | NSN191654 | Thermometers, Electronic
BS17581 | Philips Medical Systems Cardiac and Monitoring Syste | HeartStart FRx | B08F-00028 | Defibrillators, External, Automated
BN18327 | Health-O-Meter Inc | Digital Platform Scale | 5970006863 | Scales, Patient, Platform, Electronic
| Welch Allyn Inc | Exam Light III | NSN159957 | Lights, Examination
| Midmark Corp | Ritter 204 | 191719 | Tables, Examination/Treatment, Adjustable
| Welch Allyn Inc | Exam Light III | NSN 159982 | Lights, Examination
BS31103 | Welch Allyn Inc | Green Series 777 Diagnostic Wall System | 137463 | Ophthalmoscope/Otoscopes
| Medline Industries Inc | Infrared No-Touch Forehead Thermometer | 1115321510066033 | Thermometers, Electronic, Infrared, Skin
BS31008 | Welch Allyn Inc | Green Series 777 Integrated Wall System | 187058 | Ophthalmoscope/Otoscope/Vital Signs Measuring Systems
BS24964 | Welch Allyn Inc | Green Series 777 Diagnostic Wall System | 167631 | Ophthalmoscope/Otoscopes
BS31014 | Welch Allyn Inc | Green Series 777 Integrated Wall System | 137476 | Ophthalmoscope/Otoscope/Vital Signs Measuring Systems
B39015 | Welch Allyn Inc | Wall Sphygmomanometer | 161222145985 | Sphygmomanometers, Aneroid
BN28785 | Biodex Medical Systems, Inc. | Ultra Pro | 18073602 | Tables, Imaging, Ultrasound
Bn26830 | Detecto - A Division of Cardinal Scale Manufacturing Co. | 438 | 187001 | Scales, Patient, Platform, Mechanical
BS28407 | Welch Allyn Inc | Connex Spot Monitor | 100055755218 | Monitors, Physiologic, Vital Signs
BS31085 | Welch Allyn Inc | Green Series 777 Diagnostic Wall System | 137446 | Ophthalmoscope/Otoscopes
| Detecto - A Division of Cardinal Scale Manufacturing Co. | MedVue | E29524-0008 | Scales, Patient, Floor
| Exergen Corporation | TemporalScanner TAT-5000 | A86675 | Thermometers, Electronic, Infrared, Skin
BS31080 | Midmark Corp | Ritter 204 | V2030280 | Tables, Examination/Treatment, Adjustable
BS23724 | AMBCO | 650A | B13588 | Audiometers
BN28512 | AMBCO | 650A | B13589 | Audiometers
BN28715 | AMBCO | 650A | B13569 | Audiometers
| AMBCO | 650A | B13562 | Audiometers
BS31004 | Midmark | Ritter 204 | V2030491 | Tables, Examination/Treatment, Adjustable
BS34152 | CIVCO Medical Soluctions | CAB-VR Storage System | N/A | Cabinets, Storage, Endoscope
BS23663 | AMBCO | 650A | B13034 | Audiometers
BS31102 | Midmark Corp | Ritter 204 | V2030102 | Tables, Examination/Treatment, Adjustable
B24690 | THERMO SCIENTIFIC | Sorvall ST 16R | 42323013 | Centrifuges, Tabletop, High-Speed
B24602 | Midmark | Ritter 204 | V2030487 | Tables, Examination/Treatment, Adjustable
BS31097 | Midmark Corp | Ritter 204 | V2030081 | Tables, Examination/Treatment, Adjustable
BS23978 | Welch Allyn Inc | Spot Vital Signs LXi | 20160108300 | Monitors, Physiologic, Vital Signs
BBS31090 | Welch Allyn Inc | Green Series 777 Diagnostic Wall System | 137447 | Ophthalmoscope/Otoscopes
BN26823 | Welch Allyn Inc | Tycos 509 | 18082500 | Sphygmomanometers, Aneroid
BS31088 | Welch Allyn Inc | Green Series 777 Diagnostic Wall System | 137450 | Ophthalmoscope/Otoscopes
BS31138 | Welch Allyn Inc | Connex Spot Monitor | 100063563818 | Monitors, Physiologic, Vital Signs
BS31018 | Welch Allyn Inc | Green Series 777 Integrated Wall System | 137481 | Ophthalmoscope/Otoscope/Vital Signs Measuring Systems
| Huntleigh Healthcare | Fetal Dopplex II | 30209313-08 | Detectors, Fetal Heart, Ultrasonic
BS31091 | Midmark Corp | Ritter 204 | V2030469 | Tables, Examination/Treatment, Adjustable
B36640 | Exergen Corporation | TemporalScanner TAT-5000 | A1060274 | Thermometers, Electronic, Infrared, Skin
BS31079 | Midmark Corp | Ritter 204 | V2030230 | Tables, Examination/Treatment, Adjustable
| Detecto - A Division of Cardinal Scale Manufacturing Co. | Mechanical Physician Scale | NSN 195940 | Scales, Patient, Platform
| Huntleigh Healthcare | Fetal Dopplex II | 10256518 | Detectors, Fetal Heart, Ultrasonic
BS31089 | Midmark Corp | Ritter 225 | V203245 | Tables, Examination/Treatment, Adjustable
B24615 | Welch Allyn Inc | Tycos 509 | 195938 | Sphygmomanometers, Aneroid
Bn26834 | Health-O-Meter Inc | Mechanical Tray Scale | 1524004427 | Scales, Infant
BS31076 | Welch Allyn Inc | Green Series 777 Diagnostic Wall System | 167992 | Ophthalmoscope/Otoscopes
BN2054 | Drive DeVilbiss Healthcare Inc | Pulmo-Aide | D2005584 | Nebulizers
BS34554 | Exergen Corporation | TemporalScanner TAT-5000 | A775815 | Thermometers, Electronic, Infrared, Skin
Bn26832 | Health-O-Meter Inc | Mechanical Tray Scale | 1524004401 | Scales, Infant
BS31096 | Welch Allyn Inc | Green Series 777 Diagnostic Wall System | 137460 | Ophthalmoscope/Otoscopes
BS21935 | Welch Allyn Inc | Spot Vital Signs LXi | 20140908573 | Monitors, Physiologic, Vital Signs
B24613 | Welch Allyn Inc | Green Series 777 Integrated Wall System | 137473 | Ophthalmoscope/Otoscope/Vital Signs Measuring Systems
BN1834 | Midmark Corp | Ritter 104 | CD036209 | Tables, Examination/Treatment, Adjustable
| Welch Allyn Inc | Spot Vital Signs LXi | 201906390 | Monitors, Physiologic, Vital Signs
| Medline Industries Inc | Infrared No-Touch Forehead Thermometer | 111532102020166f | Thermometers, Electronic, Infrared, Skin
BS22910 | Welch Allyn Inc | Spot Vital Signs LXi | 20140707442 | Monitors, Physiologic, Vital Signs
B24654 | Welch Allyn Inc | Green Series 777 Diagnostic Wall System | 137455 | Ophthalmoscope/Otoscopes
B24649 | Welch Allyn Inc | Green Series 777 Diagnostic Wall System | 167998 | Ophthalmoscope/Otoscopes
| Exergen Corporation | TemporalScanner TAT-5000 | A754827 | Thermometers, Electronic, Infrared, Skin
| Exergen Corporation | TemporalScanner TAT-5000 | A874546 | Thermometers, Electronic, Infrared, Skin
BS31152 | Exergen Corporation | TemporalScanner IR TAT-5000S | A776849 | Thermometers, Electronic, Infrared, Skin
| Welch Allyn Inc | Connex Spot Monitor | 100082053914 | Monitors, Physiologic, Vital Signs
BS31022 | Welch Allyn Inc | Green Series 777 Integrated Wall System | 195947 | Ophthalmoscope/Otoscope/Vital Signs Measuring Systems
| Exergen Corporation | TemporalScanner TAT-2000 | NSN | Thermometers, Electronic, Infrared, Skin
| Detecto - A Division of Cardinal Scale Manufacturing Co. | Floor Scale | NSN180495 | Scales
BN26821 | Welch Allyn Inc | Tycos 509 | 180824235885 | Sphygmomanometers, Aneroid
BS31007 | Midmark | Ritter 204 | V203291 | Tables, Examination/Treatment, Adjustable
BS28406 | Welch Allyn Inc | Connex Spot Monitor | 100054665218 | Monitors, Physiologic, Vital Signs
BN26822 | Welch Allyn Inc | Tycos 509 | 180824221845 | Sphygmomanometers, Aneroid
| CooperSurgical, Inc. | ClearTone | 12132135 | Detectors, Fetal Heart, Ultrasonic
BS31024 | Welch Allyn Inc | Green Series 777 Integrated Wall System | 187059 | Ophthalmoscope/Otoscope/Vital Signs Measuring Systems
BS28410 | Welch Allyn Inc | Connex Spot Monitor | 100055495218 | Monitors, Physiologic, Vital Signs
BS31100 | Welch Allyn Inc | Green Series 777 Integrated Wall System | 195951 | Ophthalmoscope/Otoscope/Vital Signs Measuring Systems
| Midmark | Ritter 204 | V2030089 | Tables, Examination/Treatment, Adjustable
Bs25936 | Welch Allyn Inc | ELI 380 | 118390001890 | Electrocardiographs, Multichannel, Interpretive
BN15593 | Welch Allyn Inc | 767 Wall Transformer | 159826 | Transformers, Constant Voltage
BS28408 | Welch Allyn Inc | Connex Spot Monitor | 100055545218 | Monitors, Physiologic, Vital Signs
B36648 | Welch Allyn Inc | Connex Spot Monitor | 100000184521 | Monitors, Physiologic, Vital Signs
| Huntleigh Healthcare | Fetal Dopplex II | 30210395-09 | Detectors, Fetal Heart, Ultrasonic
| Santa Medical | SM-165 | 202101022 | Oximeters, Pulse
| Reichert Ophthalmic Instruments Div | Tono-Pen AVIA | 70673-0822 | Ophthalmic Tonometers, Applanation
BS31141 | Welch Allyn Inc | Connex Spot Monitor | 100067483818 | Monitors, Physiologic, Vital Signs
Bn24598 | Detecto - A Division of Cardinal Scale Manufacturing Co. | 6745 Digital Infant Scale | E12014-0056 | Scales, Infant
BN26824 | Welch Allyn Inc | Green Series 600 | 409447 | Lights, Examination
BN15482 | Detecto - A Division of Cardinal Scale Manufacturing Co. | 750 | E03310-0142 | Scales, Patient, Floor
BN21372 | Welch Allyn Inc | SureTemp Plus 690 | 09300977 | Thermometers, Electronic
| Huntleigh Healthcare | Fetal Dopplex II | 416299 | Detectors, Fetal Heart, Ultrasonic
BS31072 | Midmark Corp | Ritter 225 | V2032349 | Tables, Examination/Treatment, Adjustable
Bs30635 | Detecto - A Division of Cardinal Scale Manufacturing Co. | APEX | E34021-0140 | Scales, Patient, Floor
BS34670 | Haag-Streit Group USA | Octopus 900 | 4260 | Ophthalmic Perimeters, Automated
185972 | Welch Allyn Inc | ELI 280 | 122400001871 | Electrocardiographs, Multichannel, Interpretive
BS31150 | Detecto - A Division of Cardinal Scale Manufacturing Co. | Weigh Beam Eye-Level | E15218-0031 | Scales, Patient, Platform, Mechanical
| Marco Ophthalmic | BAT-2000 | 134185 | Analyzers, Physiologic, Visual Function, Visual Acuity/Macular Integrity, Bright Light
B34433 | Detecto - A Division of Cardinal Scale Manufacturing Co. | 750 | E27209-0155 | Scales, Patient, Floor
B24594 | Midmark | Ritter 204 | V2030087 | Tables, Examination/Treatment, Adjustable
Bn26827 | Detecto - A Division of Cardinal Scale Manufacturing Co. | Weigh Beam Eye-Level | E22818-0121 | Scales, Patient, Platform, Mechanical
BN28748 | Welch Allyn Inc | SureTemp Plus 692 | 16021588 | Thermometers, Electronic
BS32444 | Zoll Medical Corp | AED Plus | (01)00847946002152(21)X19L237199 | Defibrillators, External, Automated
| Gynex Corporation | MEL-50 | NSN416280 | Lights, Examination, Stand-Alone
BN28980 | Detecto - A Division of Cardinal Scale Manufacturing Co. | 450 Series | E07219-0176 | Scales, Infant
BS31139 | Welch Allyn Inc | Connex Spot Monitor | 100067463818 | Monitors, Physiologic, Vital Signs
| Huntleigh Healthcare | Fetal Dopplex II | 30416669-00 | Detectors, Fetal Heart, Ultrasonic
BN26538 | Drive DeVilbiss Healthcare Inc | Pulmo-Aide | D7018891 | Nebulizers
| Seca Corp | seca 719 | 8719008230084 | Scales, Patient, Floor
BS35119 | Welch Allyn Inc | Connex Spot Monitor | (21) 100000354521 | Monitors, Physiologic, Vital Signs
163473 | Medline Industries Inc | Instant Read Digital Temple Thermometer | (21)1115322150022799 | Thermometers, Electronic, Infrared, Skin
BN28989 | Detecto - A Division of Cardinal Scale Manufacturing Co. | APEX-AC | E34519-0124 | Scales, Patient, Floor
| AMBCO | 650A | B19280 | Audiometers
| Welch Allyn Inc | Connex Spot Monitor | 100071883918 | Monitors, Physiologic, Vital Signs
BS31021 | Midmark | Ritter 204 | V2030237 | Tables, Examination/Treatment, Adjustable
BS31074 | Midmark Corp | Ritter 204 | V2004983 | Tables, Examination/Treatment, Adjustable
BS31011 | Midmark | Ritter 204 | V2030191 | Tables, Examination/Treatment, Adjustable
BS31020 | Welch Allyn Inc | Green Series 777 Integrated Wall System | 195943 | Ophthalmoscope/Otoscope/Vital Signs Measuring Systems
BS31006 | Welch Allyn Inc | Green Series 777 Integrated Wall System | 137470 | Ophthalmoscope/Otoscope/Vital Signs Measuring Systems
BS31013 | Midmark Corp | Ritter 225 | V2032077 | Tables, Examination/Treatment, Adjustable
BS31108 | Midmark Corp | Ritter 225 | V2032352 | Tables, Examination/Treatment, Adjustable
B24669 | Welch Allyn Inc | Green Series 777 Integrated Wall System | 137472 | Ophthalmoscope/Otoscope/Vital Signs Measuring Systems
| Exergen Corporation | TemporalScanner TAT-2000 | 40007 | Thermometers, Electronic, Infrared, Skin
BS31081 | Welch Allyn Inc | Green Series 777 Integrated Wall System | 195953 | Ophthalmoscope/Otoscope/Vital Signs Measuring Systems
Bs23539 | TOPCON MEDICAL SYSTEMS, INC. | 3D OCT-1 Maestro | 804338 | Cameras, Photographic, Ophthalmic, Fundus
| Draeger Medical Inc. | JM-105 Jaundice Meter | H2507856 | Bilirubinometers
BS35792 | Welch Allyn Inc | Spot Vision Screener | 100026000000 | Analyzers, Physiologic, Visual Function
BS22828 | Reliance Medical Products Inc | 7800 | 109803c0314016 | Examination/Treatment Stands, Ophthalmic
BN28994 | Reichert Ophthalmic Instruments Div | ClearChart 4 Digital Acuity System | 40508-1119 | Projectors, Photographic Slide, Eye Chart
BS31083 | Midmark Corp | Ritter 204 | V2030482 | Tables, Examination/Treatment, Adjustable
| AMBCO | 650A | B18109 | Audiometers
BS31143 | Welch Allyn Inc | Connex Spot Monitor | 100063553818 | Monitors, Physiologic, Vital Signs
| Welch Allyn Inc | Spot Vital Signs LXi | 20080502535 | Monitors, Physiologic, Vital Signs
| Exergen Corporation | TemporalScanner TAT-5000 | O921810 | Thermometers, Electronic, Infrared, Skin
BS31023 | Midmark | Ritter 204 | V2030205 | Tables, Examination/Treatment, Adjustable
BS31131 | Reliance Medical Products Inc | 7800 | 780002e0518014 | Examination/Treatment Stands, Ophthalmic
158797 | TOPCON MEDICAL SYSTEMS, INC. | CT-80 | 1580898 | Ophthalmic Tonometers
| Exergen Corporation | TemporalScanner TAT-5000 | A340869 | Thermometers, Electronic, Infrared, Skin
BS27850 | Haag-Streit Group USA | B900 | 01963 | Slit Lamps
BS31101 | Midmark Corp | Ritter 204 | 11203089 | Tables, Examination/Treatment, Adjustable
BS31132 | Reliance Medical Products Inc | FX-920 | 092052D1117065 | Chairs, Examination/Treatment, Ophthalmology
BN29655 | Welch Allyn Inc | Connex Spot Monitor | 1000011760319 | Monitors, Physiologic, Vital Signs
BS31025 | Detecto - A Division of Cardinal Scale Manufacturing Co. | Weigh Beam Eye-Level | E15210-0026 | Scales, Patient, Platform, Mechanical
| Welch Allyn Inc | Connex Spot Monitor | 100055515218 | Monitors, Physiologic, Vital Signs
BS31077 | Midmark Corp | Ritter 204 | V2030476 | Tables, Examination/Treatment, Adjustable
BS31075 | Welch Allyn Inc | Green Series 777 Diagnostic Wall System | 167990 | Ophthalmoscope/Otoscopes
BS31078 | Welch Allyn Inc | Green Series 777 Diagnostic Wall System | 167996 | Ophthalmoscope/Otoscopes
BS31130 | Haag-Streit Group USA | BM 900 | 12594 | Slit Lamps
| Welch Allyn Inc | Green Series 777 Diagnostic Wall System | NSN 187061 | Ophthalmoscope/Otoscopes
163471 | Medline Industries Inc | Instant Read Digital Temple Thermometer | (21)1115322150022766 | Thermometers, Electronic, Infrared, Skin
| Keeler Instruments Inc | Vantage Plus | 37475 | Ophthalmoscopes, Indirect
BS31095 | Welch Allyn Inc | Green Series 777 Diagnostic Wall System | 137458 | Ophthalmoscope/Otoscopes
BS31016 | Welch Allyn Inc | Green Series 777 Integrated Wall System | 137477 | Ophthalmoscope/Otoscope/Vital Signs Measuring Systems
BS31147 | Welch Allyn Inc | Tycos 509 | 180606161965 | Sphygmomanometers, Aneroid
BS31145 | Welch Allyn Inc | Connex Spot Monitor | 100063593818 | Monitors, Physiologic, Vital Signs
BS31094 | Midmark Corp | Ritter 204 | V2030301 | Tables, Examination/Treatment, Adjustable
| Masimo Corp. | Rad-5v | 541003 | Oximeters, Pulse
BS31003 | Welch Allyn Inc | Green Series 777 Integrated Wall System | 137467 | Ophthalmoscope/Otoscope/Vital Signs Measuring Systems
BS31092 | Midmark Corp | Ritter 204 | V2030084 | Tables, Examination/Treatment, Adjustable
BS31084 | Midmark Corp | Ritter 204 | V2030218 | Tables, Examination/Treatment, Adjustable
Bs31010 | Welch Allyn Inc | Green Series 777 Integrated Wall System | 195929 | Ophthalmoscope/Otoscope/Vital Signs Measuring Systems
| Zoll Medical Corp | AED Plus | X26A983522 | Defibrillators, External, Automated
BN27486 | Reichert Ophthalmic Instruments Div | AL500 | 01989-0513 | Lensometers
B24304 | Biodex Medical Systems, Inc. | Ultra Pro | 18080877 | Tables, Imaging, Ultrasound
| Exergen Corporation | TemporalScanner TAT-5000 | O921805 | Thermometers, Electronic, Infrared, Skin
BS22815 | Welch Allyn Inc | Spot Vital Signs LXi | 20140606462 | Monitors, Physiologic, Vital Signs
BS31017 | Midmark | Ritter 204 | V2030246 | Tables, Examination/Treatment, Adjustable
BS31015 | Midmark | Ritter 204 | V2030269 | Tables, Examination/Treatment, Adjustable
BS21916 | Philips Medical Systems Cardiac and Monitoring Syste | HeartStart FRx | B141-03499 | Defibrillators, External, Automated
BS22829 | Topcon America Corp | KR-800 | 4750651 | Refractors, Ophthalmic, Automated
| Welch Allyn Inc | Spot Vital Signs LXi | (21)20160610147 | Monitors, Physiologic, Vital Signs
| Draeger Medical Inc. | JM-105 Jaundice Meter | H2507875 | Bilirubinometers
BN28995 | Reichert Ophthalmic Instruments Div | ClearChart 4 Digital Acuity System | 187044 | Projectors, Photographic Slide, Eye Chart
| Health-O-Meter Inc | Digital Pediatric Tray Scale | 5490035182 | Scales, Infant
BN26825 | Welch Allyn Inc | Green Series 600 | 409446 | Lights, Examination
BS31009 | Midmark | Ritter 204 | V2030485 | Tables, Examination/Treatment, Adjustable
158775 | Midmark Corp | RITTER 104 | Cd097336 | Tables, Examination/Treatment, Adjustable
158803 | Reliance Medical Products Inc | 7800 | 109803c0314066 | Examination/Treatment Stands, Ophthalmic
BS31146 | Welch Allyn Inc | Tycos 509 | 180525120575 | Sphygmomanometers, Aneroid
BS29988 | Welch Allyn Inc | Tycos 509 | 190612172395 | Sphygmomanometers, Aneroid
| Welch Allyn Inc | Green Series 777 Integrated Wall System | NSN | Ophthalmoscope/Otoscope/Vital Signs Measuring Systems
| Welch Allyn Inc | Green Series 777 Integrated Wall System | NSN | Ophthalmoscope/Otoscope/Vital Signs Measuring Systems
BN20382 | Welch Allyn Inc | SureTemp Plus 692 | 08223315 | Thermometers, Electronic
BS30647 | Zoll Medical Corp | X Series | AR19B038572 | Defibrillators, External, Manual
BS30650 | Zoll Medical Corp | X Series | AR19A037738 | Defibrillators, External, Manual
| Zoll Medical Corp | X Series | AR22J071538 | Defibrillators, External, Manual
A53163 | Zoll Medical Corp | X Series | AR22K071706 | Defibrillators, External, Manual
A53162 | Zoll Medical Corp | X Series | AR22K071699 | Defibrillators, External, Manual
A53164 | Zoll Medical Corp | X Series | AR22L072208 | Defibrillators, External, Manual
BS30646 | Zoll Medical Corp | X Series | AR19C039004 | Defibrillators, External, Manual
BS30649 | Zoll Medical Corp | X Series | AR19A037740 | Defibrillators, External, Manual
A53165 | Zoll Medical Corp | X Series | AR22L072171 | Defibrillators, External, Manual
BS31785 | Zoll Medical Corp | X Series | AR19H042660 | Defibrillators, External, Manual
BS33424 | Ohio Medical Corporation | PISA | PSAY27067 | Regulators, Suction
BS26625 | GE Healthcare | CARESCAPE PDM Patient Data Module | SA317360274SA | Physiologic Monitor Modules, Multiparameter
BS30130 | Zoll Medical Corp | R Series PLUS | AF18L090320 | Defibrillators, External, Automated
BS26739 | GE Healthcare | CARESCAPE Respiratory Module E-sCO | SGV17331021HA | Physiologic Monitor Modules, Anesthetic Gas
| Welch Allyn Inc | SureTemp Plus 692 | 24373927 | Thermometers, Electronic
BS26897 | Welch Allyn Inc | Green Series 777 Integrated Wall System | NSN | Ophthalmoscope/Otoscope/Vital Signs Measuring Systems
| GE Healthcare | CARESCAPE Respiratory Module E-sCO | SGV17331003HA | Physiologic Monitor Modules, Anesthetic Gas
| GE Healthcare | CARESCAPE PDM Patient Data Module | SA317360388SA | Physiologic Monitor Modules, Multiparameter
| icare Finland OY | iCare IC200 | 2549AM048 | Ophthalmic Tonometers, Applanation
| GE Healthcare | CARESCAPE Respiratory Module E-sCO | SGV17331085HA | Physiologic Monitor Modules, Anesthetic Gas
BS31968 | Oscor Inc | Oscor External Dual-Chamber Pacemaker | 2218105 | Pacemakers, Cardiac, External, Invasive Electrode, Transvenous
BN25100 | Welch Allyn Inc | SureTemp Plus 692 | 08223692 | Thermometers, Electronic
BS29981 | Welch Allyn Inc | Green Series 777 Integrated Wall System | NSN | Ophthalmoscope/Otoscope/Vital Signs Measuring Systems
BS29980 | Welch Allyn Inc | Tycos 509 | 190612142525 | Sphygmomanometers, Aneroid
BN17532 | Midmark Corp | Ritter 355 | V433120 | Lights, Examination
B16909 / Wifi | Welch Allyn Inc | Connex Spot Monitor | 100072800922 | Monitors, Physiologic, Vital Signs
A59341 / EMD-ED202 | GE Healthcare | CARESCAPE B450 | SNT24509422SA | Monitors, Physiologic, Multipurpose, Bedside, Modular
BS29928 | Welch Allyn Inc | SureTemp Plus 690 | 19218712 | Thermometers, Electronic
A59342 | GE Healthcare | CARESCAPE Monitor B450 | SNT24509417SA | Monitoring Systems, Physiologic
BN26069 | Welch Allyn Inc | Tycos 509 | 071218091723 | Sphygmomanometers, Aneroid
BN18262 | Welch Allyn Inc | SureTemp Plus 692 | 08222778 | Thermometers, Electronic
BN26049 | Welch Allyn Inc | Tycos 509 | 071220073013 | Sphygmomanometers, Aneroid
BS18899 | Oscor Inc | Oscor External Dual-Chamber Pacemaker | 1604022 | Pacemakers, Cardiac, External, Invasive Electrode, Transvenous
BN23688 | Welch Allyn Inc | Tycos 509 | 071217211844 | Sphygmomanometers, Aneroid
BN18292 | Welch Allyn Inc | SureTemp Plus 692 | 08223694 | Thermometers, Electronic
| Burton Medical | UV Light | 7060745 | Lights, Examination, Ultraviolet, Portable/Handheld
BS26557 | GE Healthcare | CARESCAPE Monitor B450 | SNE17340137HA | Monitoring Systems, Physiologic
| Welch Allyn Inc | Green Series 777 Integrated Wall System | NSN | Ophthalmoscope/Otoscope/Vital Signs Measuring Systems
| 3M Health Care | Bair Hugger 775 | 223445 | Warming Units, Patient, Forced-Air
| 3M Health Care | Bair Hugger 775 | 076189 | Warming Units, Patient, Forced-Air
BN17519 | Midmark Corp | Ritter 355 | V394003 | Lights, Examination
BN17493 | Midmark Corp | Ritter 355 | V434338 | Lights, Examination
A49982 / BS34660 | Welch Allyn Inc | ELI 380 | 118390001887 | Electrocardiographs, Multichannel, Interpretive
BS29995 | Welch Allyn Inc | SureTemp Plus 690 | 19191386 | Thermometers, Electronic
BS26661 | GE Healthcare | CARESCAPE PDM Patient Data Module | SA317360400SA | Physiologic Monitor Modules, Multiparameter
B30042 | Welch Allyn Inc | Connex Spot Monitor | 100072750922 | Monitors, Physiologic, Vital Signs
| Reichert Ophthalmic Instruments Div | PSL Portable Slit Lamp | 01543-0515 | Slit Lamps
BN21561 | Welch Allyn Inc | SureTemp Plus 690 | 08222782 | Thermometers, Electronic
| Welch Allyn Inc | Tycos 509 | 080313141834 | Sphygmomanometers, Aneroid
BN17510 | Midmark Corp | Ritter 355 | V390472 | Lights, Examination
BN17627 | Midmark Corp | Ritter 355 | V394916 | Lights, Examination
| Welch Allyn Inc | Green Series 777 Integrated Wall System | NSN | Ophthalmoscope/Otoscope/Vital Signs Measuring Systems
BS26568 / EMD-44 | GE Healthcare | CARESCAPE Monitor B450 | SNE17340109HA | Monitoring Systems, Physiologic
A57342 | GE Healthcare | CARESCAPE Central Station | STU24490019SA | Monitors, Physiologic, Central Station
BS26688 | GE Healthcare | CARESCAPE Respiratory Module E-sCO | SGV17331009HA | Physiologic Monitor Modules, Anesthetic Gas
BS26617 | GE Healthcare | CARESCAPE PDM Patient Data Module | SA317360425SA | Physiologic Monitor Modules, Multiparameter
| Midmark Corp | Ritter 355 | V433126 | Lights, Examination
| Welch Allyn Inc | Tycos 509 | 071217212500 | Sphygmomanometers, Aneroid
A56627 | ECHONOUS | EchoNous Bladder | R52R308Z07L | Scanning Systems, Ultrasonic, Small-Parts, Urinary Bladder
BS31933 | GE Healthcare | CARESCAPE PDM Patient Data Module | SPX22370465SA | Physiologic Monitor Modules, Multiparameter
BN20395 | Welch Allyn Inc | SureTemp Plus 692 | 08222807 | Thermometers, Electronic
| Precision Medical Inc | PM3300 | 135078 | Regulators, Suction
BS31934 | GE Healthcare | CARESCAPE PDM Patient Data Module | SPX22370476SA | Physiologic Monitor Modules, Multiparameter
BS26603 / EMD-6R | GE Healthcare | CARESCAPE Monitor B650 | SK417351062HA | Monitoring Systems, Physiologic
| Welch Allyn Inc | Green Series 777 Integrated Wall System | NSN | Ophthalmoscope/Otoscope/Vital Signs Measuring Systems
BN17595 / Light 2 | SKYTRON | Stellar Dual | 0708-8752 | Lights, Surgical
BS32454 | Midmark Corp | Ritter 204 | V2214754 | Tables, Examination/Treatment, Adjustable
A59156 | Welch Allyn Inc | Connex Spot Monitor | 100092053822 | Monitors, Physiologic, Vital Signs
| 3M Health Care | Bair Hugger 775 | 055399 | Warming Units, Patient, Forced-Air
BN21552 | Welch Allyn Inc | SURETEMP PLUS | 08223701 | Thermometers
BN17594 / Light 1 | SKYTRON | Stellar Dual | 0708-8759 | Lights, Surgical
BN26161 | Welch Allyn Inc | Tycos 509 | 071220072910 | Sphygmomanometers, Aneroid
BN23540 | Precision Medical Inc | PM3300 | 134861 | Regulators, Suction
USMED 223297 | GE Healthcare | CARESCAPE PDM Patient Data Module | SA315080664GR | Physiologic Monitor Modules, Multiparameter
| Welch Allyn Inc | Green Series 777 Integrated Wall System | NSN | Ophthalmoscope/Otoscope/Vital Signs Measuring Systems
A59157 | Welch Allyn Inc | Connex Spot Monitor | 100012631320 | Monitors, Physiologic, Vital Signs
BS20568 | Welch Allyn Inc | Connex Vital Signs Monitor 6000 Series | 100026332414 | Monitors, Physiologic, Vital Signs
BS29936 | GE Healthcare | CARESCAPE PDM Patient Data Module | SPX19330908SA | Physiologic Monitor Modules, Multiparameter
BS26593 / EMD-49 | GE Healthcare | CARESCAPE Monitor B450 | SNE17340111HA | Monitoring Systems, Physiologic
202491 | GE Healthcare | CARESCAPE Monitor B450 | SNE20432035SA | Monitoring Systems, Physiologic
A59246 | GE Healthcare | CARESCAPE PDM Patient Data Module | SPX24438796SA | Physiologic Monitor Modules, Multiparameter
| 3M Health Care | Bair Hugger 775 | 159552 | Warming Units, Patient, Forced-Air
A59368 | Marketlab Inc | Insight Gynocart | E35124-0118 | Carts, Treatment
A59764 | STERIS Corp | Amsco Warming Cabinet | 0410026005 | Warming Units, Multipurpose
BN26057 | Welch Allyn Inc | Tycos 509 | 071219184227 | Sphygmomanometers, Aneroid
BS26608 | GE Healthcare | CARESCAPE Monitor B650 | SK417351076HA | Monitoring Systems, Physiologic
A59693 | ECHONOUS | Kosmos Link | LNKR2512131-01 | Scanning Systems, Ultrasonic, Portable
BS29935 | GE Healthcare | CARESCAPE PDM Patient Data Module | SPX19330937SA | Physiologic Monitor Modules, Multiparameter
A59285 | Welch Allyn Inc | Connex Spot Monitor | 100099023724 | Monitors, Physiologic, Vital Signs
BN17503 | Midmark Corp | Ritter 355 | V434307 | Lights, Examination
BN23684 | Precision Medical Inc | PM3300 | 134902 | Regulators, Suction
BS26610 / EMD-8L | GE Healthcare | CARESCAPE Monitor B650 | SK417351072HA | Monitoring Systems, Physiologic
BS26705 | GE Healthcare | CARESCAPE Respiratory Module E-sCO | SGV17331040HA | Physiologic Monitor Modules, Anesthetic Gas
B41276 | Welch Allyn Inc | SureTemp Plus 690 | 21149091 | Thermometers, Electronic
BN17598 / Light 1 | SKYTRON | Stellar Dual | 0708-8765 | Lights, Surgical
BS26706 | GE Healthcare | CARESCAPE Respiratory Module E-sCO | SGV17251082HA | Physiologic Monitor Modules, Anesthetic Gas
BS26586 / EMD-55 | GE Healthcare | CARESCAPE Monitor B450 | SNE17340117HA | Monitoring Systems, Physiologic
BN17599 / Light 2 | SKYTRON | Stellar Dual | 0708-8755 | Lights, Surgical
| Welch Allyn Inc | Green Series 777 Integrated Wall System | NSN | Ophthalmoscope/Otoscope/Vital Signs Measuring Systems
BS29883 | Welch Allyn Inc | Connex Vital Signs Monitor 6000 Series | 100034432614 | Monitors, Physiologic, Vital Signs
BS35562 | GE Healthcare | CARESCAPE PDM Patient Data Module | SPX20510086SA | Physiologic Monitor Modules, Multiparameter
BS29982 | Welch Allyn Inc | SureTemp Plus 690 | 19192175 | Thermometers, Electronic
BN23307 | Welch Allyn Inc | Tycos 509 | 071019182648 | Sphygmomanometers, Aneroid
| Welch Allyn Inc | SureTemp Plus 692 | 24267248 | Thermometers, Electronic
| Welch Allyn Inc | Green Series 777 Integrated Wall System | NSN | Ophthalmoscope/Otoscope/Vital Signs Measuring Systems
BN20135 | Welch Allyn Inc | SureTemp Plus 692 | 08340131 | Thermometers, Electronic
BN18290 | Precision Medical Inc | PM3300 | 135059 | Regulators, Suction
B30044 / No Wifi | Welch Allyn Inc | Connex Spot Monitor | 100042180622 | Monitors, Physiologic, Vital Signs
BN17616 | Midmark Corp | Ritter 355 | V434632 | Lights, Examination
BS26551 / EMD-05W | GE Healthcare | CARESCAPE Monitor B450 | SNE17341087HA | Monitoring Systems, Physiologic
BS26701 | GE Healthcare | CARESCAPE Respiratory Module E-sCO | SGV17321164HA | Physiologic Monitor Modules, Anesthetic Gas
BS30540 | MEDICHOICE | LifeDop 150 | 2018050045 | Detectors, Blood Flow, Ultrasonic
BS26626 | GE Healthcare | CARESCAPE PDM Patient Data Module | SA317360391SA | Physiologic Monitor Modules, Multiparameter
BS26694 | GE Healthcare | CARESCAPE Respiratory Module E-sCO | SGV17331005HA | Physiologic Monitor Modules, Anesthetic Gas
| GE Healthcare | CARESCAPE Respiratory Module E-sCO | SGV17331065HA | Physiologic Monitor Modules, Anesthetic Gas
BS26656 | GE Healthcare | CARESCAPE PDM Patient Data Module | SA317360417SA | Physiologic Monitor Modules, Multiparameter
B41284 | Welch Allyn Inc | SureTemp Plus 690 | 21149083 | Thermometers, Electronic
| GE Healthcare | CARESCAPE Respiratory Module E-sCO | SAV17331045HA | Physiologic Monitor Modules, Anesthetic Gas
BS26716 | GE Healthcare | CARESCAPE Respiratory Module E-sCO | SGV17331059HA | Physiologic Monitor Modules, Anesthetic Gas
BS26721 | GE Healthcare | CARESCAPE Respiratory Module E-sCO | SGV17331066HA | Physiologic Monitor Modules, Anesthetic Gas
BN20134 | Welch Allyn Inc | SureTemp Plus 692 | 08340130 | Thermometers, Electronic
BS32455 | Midmark Corp | Ritter 204 | V2214751 | Tables, Examination/Treatment, Adjustable
BS26703 | GE Healthcare | CARESCAPE Respiratory Module E-sCO | SGV17321156HA | Physiologic Monitor Modules, Anesthetic Gas
BS26734 | GE Healthcare | CARESCAPE Respiratory Module E-sCO | SGV17331018HA | Physiologic Monitor Modules, Anesthetic Gas
| 3M Health Care | Bair Hugger 775 | 153174 | Warming Units, Patient, Forced-Air
BS26689 | GE Healthcare | CARESCAPE Respiratory Module E-sCO | SGV17331084HA | Physiologic Monitor Modules, Anesthetic Gas
| Welch Allyn Inc | 767 Wall Sphygmomanometer | 260401074740 | Sphygmomanometers, Aneroid
BS26715 | GE Healthcare | CARESCAPE Respiratory Module E-sCO | SGV17331064HA | Physiologic Monitor Modules, Anesthetic Gas
| GE Healthcare | CARESCAPE Respiratory Module E-sCO | SGV17331086HA | Physiologic Monitor Modules, Anesthetic Gas
BS26707 | GE Healthcare | CARESCAPE Respiratory Module E-sCO | SGV17331055HA | Physiologic Monitor Modules, Anesthetic Gas
BS26713 | GE Healthcare | CARESCAPE Respiratory Module E-sCO | SGV17321155HA | Physiologic Monitor Modules, Anesthetic Gas
A59241 / EMD-PRT13 | GE Healthcare | CARESCAPE Monitor B450 | SNT24439179SA | Monitoring Systems, Physiologic
| 3M Health Care | Bair Hugger 775 | 070155 | Warming Units, Patient, Forced-Air
BS26699 | GE Healthcare | CARESCAPE Respiratory Module E-sCO | SGV17331054HA | Physiologic Monitor Modules, Anesthetic Gas
BS26687 | GE Healthcare | CARESCAPE Respiratory Module E-sCO | SGV17321065HA | Physiologic Monitor Modules, Anesthetic Gas
BS26684 | GE Healthcare | CARESCAPE Respiratory Module E-sCO | SGV17321094HA | Physiologic Monitor Modules, Anesthetic Gas
| Precision Medical Inc | PM3300 | 134868 | Regulators, Suction
BS25184 | GE Healthcare | CARESCAPE Respiratory Module E-sCO | SGV17081041HA | Physiologic Monitor Modules, Anesthetic Gas
BS26709 | GE Healthcare | CARESCAPE Respiratory Module E-sCO | SGV17321093HA | Physiologic Monitor Modules, Anesthetic Gas
BN23520 | Precision Medical Inc | PM3300 | 134879 | Regulators, Suction
A59339 / EMD-ED272 | GE Healthcare | CARESCAPE B450 | SNT24509418SA | Monitors, Physiologic, Multipurpose, Bedside, Modular
B30043 / Wifi | Welch Allyn Inc | Connex Spot Monitor | 100072720922 | Monitors, Physiologic, Vital Signs
BS26725 | GE Healthcare | CARESCAPE Respiratory Module E-sCO | SGV17321116HA | Physiologic Monitor Modules, Anesthetic Gas
BS26681 | GE Healthcare | CARESCAPE Respiratory Module E-sCO | SGV17321153HA | Physiologic Monitor Modules, Anesthetic Gas
BS26686 | GE Healthcare | CARESCAPE Respiratory Module E-sCO | SGV17321163HA | Physiologic Monitor Modules, Anesthetic Gas
BS26554 / EMD-P54 | GE Healthcare | CARESCAPE Monitor B450 | SNE17341073HA | Monitoring Systems, Physiologic
B41777 | GE Healthcare | CARESCAPE Respiratory Module E-sCO | SGV21471168HA | Physiologic Monitor Modules, Anesthetic Gas
Bs26696 | GE Healthcare | CARESCAPE Respiratory Module E-sCO | SGV17331057HA | Physiologic Monitor Modules, Anesthetic Gas
BS26693 | GE Healthcare | CARESCAPE Respiratory Module E-sCO | SGV17331012HA | Physiologic Monitor Modules, Anesthetic Gas
BN28325 | Welch Allyn Inc | Tycos 509 | 080314144728 | Sphygmomanometers, Aneroid
BS26678 | GE Healthcare | CARESCAPE Respiratory Module E-sCO | SGV17331052HA | Physiologic Monitor Modules, Anesthetic Gas
BS26727 | GE Healthcare | CARESCAPE Respiratory Module E-sCO | SGV17331076HA | Physiologic Monitor Modules, Anesthetic Gas
BS25172 | GE Healthcare | CARESCAPE Respiratory Module E-sCO | SGV15177161HA | Physiologic Monitor Modules, Anesthetic Gas
BN17622 | Midmark Corp | Ritter 355 | V434608 | Lights, Examination
BS26697 | GE Healthcare | CARESCAPE Respiratory Module E-sCO | SGV17331001HA | Physiologic Monitor Modules, Anesthetic Gas
BS30876 | Welch Allyn Inc | Green Series 777 Integrated Wall System | 181460 | Ophthalmoscope/Otoscope/Vital Signs Measuring Systems
| GE Healthcare | CARESCAPE Respiratory Module E-sCO | SGV17331093HA | Physiologic Monitor Modules, Anesthetic Gas
BS26724 | GE Healthcare | CARESCAPE Respiratory Module E-sCO | SGV17331062HA | Physiologic Monitor Modules, Anesthetic Gas
BS26720 | GE Healthcare | CARESCAPE Respiratory Module E-sCO | SGV17331032HA | Physiologic Monitor Modules, Anesthetic Gas
BS26708 | GE Healthcare | CARESCAPE Respiratory Module E-sCO | SGV17331016HA | Physiologic Monitor Modules, Anesthetic Gas
BS26698 | GE Healthcare | CARESCAPE Respiratory Module E-sCO | SGV17321114HA | Physiologic Monitor Modules, Anesthetic Gas
BS26611 / EMD-17 | GE Healthcare | CARESCAPE Monitor B650 | SK417351080HA | Monitoring Systems, Physiologic
| GE Healthcare | CARESCAPE Respiratory Module E-sCO | SGV17331015HA | Physiologic Monitor Modules, Anesthetic Gas
BS26683 | GE Healthcare | CARESCAPE Respiratory Module E-sCO | SGV17321113HA | Physiologic Monitor Modules, Anesthetic Gas
BS26680 | GE Healthcare | CARESCAPE Respiratory Module E-sCO | SGV17321171HA | Physiologic Monitor Modules, Anesthetic Gas
BS26736 | GE Healthcare | CARESCAPE Respiratory Module E-sCO | SGV17331089HA | Physiologic Monitor Modules, Anesthetic Gas
BN26077 | Welch Allyn Inc | Tycos 509 | 080313080846 | Sphygmomanometers, Aneroid
BN17582 | SKYTRON | Stellar Dual | 0708-8760 | Lights, Surgical
BS26564 | GE Healthcare | CARESCAPE Monitor B450 | SNE17320063HA | Monitoring Systems, Physiologic
| Welch Allyn Inc | Green Series 777 Integrated Wall System | NSN | Ophthalmoscope/Otoscope/Vital Signs Measuring Systems
BS34896 / EMD-PORT1 | GE Healthcare | CARESCAPE Monitor B450 | SNE17340030HA | Monitoring Systems, Physiologic
BS18489 | 3M Health Care | Bair Hugger 775 | 62328 | Warming Units, Patient, Forced-Air
BS26651 | GE Healthcare | CARESCAPE PDM Patient Data Module | SA317360416SA | Physiologic Monitor Modules, Multiparameter
BS29949 / EMD-23 | GE Healthcare | CARESCAPE Monitor B450 | SNE19302067SA | Monitoring Systems, Physiologic
BN17593 | SKYTRON | Stellar Dual | 0708-8754 | Lights, Surgical
BS26598 / EMD-18 | GE Healthcare | CARESCAPE Monitor B450 | SNE17320102HA | Monitoring Systems, Physiologic
BS26719 | GE Healthcare | CARESCAPE Respiratory Module E-sCO | SGV17331023HA | Physiologic Monitor Modules, Anesthetic Gas
BN26111 | Midmark Corp | Ritter 355 | V389413 | Lights, Examination
BN26978 | Midmark Corp | Ritter 204 | V2020541 | Tables, Examination/Treatment, Adjustable
BS26729 | GE Healthcare | CARESCAPE Respiratory Module E-sCO | SGV17331029HA | Physiologic Monitor Modules, Anesthetic Gas
| GE Healthcare | CARESCAPE Respiratory Module E-sCO | SGV17321172HA | Physiologic Monitor Modules, Anesthetic Gas
| Huntleigh Healthcare | Dopplex D900 | D900120082024 | Detectors, Blood Flow, Ultrasonic
BS29934 | GE Healthcare | CARESCAPE PDM Patient Data Module | SPX19330886SA | Physiologic Monitor Modules, Multiparameter
A59340 / EMD-ED282 | GE Healthcare | CARESCAPE B450 | SNT24509426SA | Monitors, Physiologic, Multipurpose, Bedside, Modular
BS26712 | GE Healthcare | CARESCAPE Respiratory Module E-sCO | SGV17321151HA | Physiologic Monitor Modules, Anesthetic Gas
| GE Healthcare | CARESCAPE Respiratory Module E-sCO | SGV17331049HA | Physiologic Monitor Modules, Anesthetic Gas
BS26728 | GE Healthcare | CARESCAPE Respiratory Module E-sCO | SGV17331030HA | Physiologic Monitor Modules, Anesthetic Gas
BS29945 | GE Healthcare | CARESCAPE PDM Patient Data Module | SPX19330622SA | Physiologic Monitor Modules, Multiparameter
A59158 | Welch Allyn Inc | Connex Spot Monitor | 100060593420 | Monitors, Physiologic, Vital Signs
A59355 | GE Healthcare | CARESCAPE PDM Patient Data Module | SPX24489418SA | Physiologic Monitor Modules, Multiparameter
| Allied Healthcare Products, Inc. | G180 OptiVac | NSN | Aspirators, Airway
| Welch Allyn Inc | Green Series 777 Integrated Wall System | NSN | Ophthalmoscope/Otoscope/Vital Signs Measuring Systems
BN17495 | Midmark Corp | Ritter 355 | V397518 | Lights, Examination
BN17581 | SKYTRON | Stellar Dual | 0708-8756 | Lights, Surgical
BS26644 | GE Healthcare | CARESCAPE PDM Patient Data Module | SA317360296SA | Physiologic Monitor Modules, Multiparameter
BS31930 / EMD-POR11 | GE Healthcare | CARESCAPE Monitor B450 | SNT22383009SA | Monitoring Systems, Physiologic
BS30520 | BEFOUR INC. | Tilt & Roll Handrail Scale | 1810WH700107 | Scales, Patient, Floor
BS26556 | GE Healthcare | CARESCAPE Monitor B450 | SNE17341070HA | Monitoring Systems, Physiologic
BS26654 | GE Healthcare | CARESCAPE PDM Patient Data Module | SA317360398SA | Physiologic Monitor Modules, Multiparameter
BN23527 | Welch Allyn Inc | SureTemp Plus 690 | 08223712 | Thermometers, Electronic
| Welch Allyn Inc | Connex Vital Signs Monitor 6000 Series | 100032592614 | Monitors, Physiologic, Vital Signs
BS30877 | Welch Allyn Inc | SureTemp Plus 690 | 19192149 | Thermometers, Electronic
BN26987 | Welch Allyn Inc | SureTemp Plus 692 | 18184841 | Thermometers, Electronic
BS26559 / EMD-35 | GE Healthcare | CARESCAPE Monitor B450 | SNE17340110HA | Monitoring Systems, Physiologic
BS26562 / EMD-37 | GE Healthcare | CARESCAPE Monitor B450 | SNE17340133HA | Monitoring Systems, Physiologic
BN28323 | Welch Allyn Inc | SURETEMP PLUS | 15370418 | Thermometers
| Welch Allyn Inc | SureTemp Plus 692 | 24266979 | Thermometers, Electronic
| Welch Allyn Inc | Green Series 777 Integrated Wall System | NSN | Ophthalmoscope/Otoscope/Vital Signs Measuring Systems
BS26618 | GE Healthcare | CARESCAPE PDM Patient Data Module | SA317360409SA | Physiologic Monitor Modules, Multiparameter
BS29978 | Welch Allyn Inc | SURETEMP PLUS | 19192145 | Thermometers
| Burton Medical | UV Light | 7044014 | Lights, Examination, Ultraviolet, Portable/Handheld
| GE Healthcare | CARESCAPE PDM Patient Data Module | SA317360259SA | Physiologic Monitor Modules, Multiparameter
BS26555/ EMD-20 | GE Healthcare | CARESCAPE Monitor B450 | SNE17341076HA | Monitoring Systems, Physiologic
BS23944 | GE Healthcare | CARESCAPE PDM Patient Data Module | SA315482904SA | Physiologic Monitor Modules, Multiparameter
BN3837 | Stryker Instruments Div Stryker Corp | Intra-Compartmental Pressure Monitor System | 99091403 | Manometers, Muscle Compartment
BS26657 | GE Healthcare | CARESCAPE PDM Patient Data Module | SA317360397SA | Physiologic Monitor Modules, Multiparameter
BN17516 | Midmark Corp | Ritter 355 | V434486 | Lights, Examination
B16592 | Welch Allyn Inc | Connex Spot Monitor | 100072760922 | Monitors, Physiologic, Vital Signs
B30047 | Welch Allyn Inc | Connex Spot Monitor | 100042190622 | Monitors, Physiologic, Vital Signs
BS29955 / EMD-22 | GE Healthcare | CARESCAPE Monitor B450 | SNE19302071SA | Monitoring Systems, Physiologic
BS26609 / EMD-15 | GE Healthcare | CARESCAPE Monitor B650 | SK417351060HA | Monitoring Systems, Physiologic
BS26558 / EMD-33 | GE Healthcare | CARESCAPE Monitor B450 | SNE17340119HA | Monitoring Systems, Physiologic
BS26670 | GE Healthcare | CARESCAPE PDM Patient Data Module | SA317360269SA | Physiologic Monitor Modules, Multiparameter
A59352 | GE Healthcare | CARESCAPE PDM Patient Data Module | SPX24489422SA | Physiologic Monitor Modules, Multiparameter
BS20567 | Welch Allyn Inc | Connex Vital Signs Monitor 6000 Series | 100082063914 | Monitors, Physiologic, Vital Signs
BN23551 | Welch Allyn Inc | Tycos 509 | 071019151728 | Sphygmomanometers, Aneroid
BS26561 / EMD-38 | GE Healthcare | CARESCAPE Monitor B450 | SNE17340138HA | Monitoring Systems, Physiologic
BS33425 | Ohio Medical Corporation | PISA | PSAY27068 | Regulators, Suction
BS26636 | GE Healthcare | CARESCAPE PDM Patient Data Module | SA317350057SA | Physiologic Monitor Modules, Multiparameter
BS26573 / EMD-PORT3 | GE Healthcare | CARESCAPE Monitor B450 | SNE17340027HA | Monitoring Systems, Physiologic
BS32945 | GE Healthcare | CARESCAPE PDM Patient Data Module | SPX19470563SA | Physiologic Monitor Modules, Multiparameter
A59334 / EMD-ED192 | GE Healthcare | CARESCAPE B450 | SNT24509419SA | Monitors, Physiologic, Multipurpose, Bedside, Modular
BN23382 | Precision Medical Inc | PM3300 | 158701 | Regulators, Suction
A59335 / EMD-ED292 | GE Healthcare | CARESCAPE B450 | SNT24499329SA | Monitors, Physiologic, Multipurpose, Bedside, Modular
BS26583 / EMD-53 | GE Healthcare | CARESCAPE Monitor B450 | SNE17340102HA | Monitoring Systems, Physiologic
BS33431 | Verathon Medical | GlideScope Core 15 | Cn201011 | Laryngoscopes, Rigid, Video
BS35560 | GE Healthcare | CARESCAPE PDM Patient Data Module | SPX205120087SA | Physiologic Monitor Modules, Multiparameter
BS26553 / EMD-03W | GE Healthcare | CARESCAPE Monitor B450 | SNE17341096HA | Monitoring Systems, Physiologic
Bs29990 | Welch Allyn Inc | SureTemp Plus 692 | 161037 | Thermometers, Electronic
BN23536 | Welch Allyn Inc | SureTemp Plus 690 | 08340139 | Thermometers, Electronic
BS30913 | Welch Allyn Inc | SureTemp Plus 690 | 19204750 | Thermometers, Electronic
BN17537 | Midmark Corp | Ritter 355 | V434362 | Lights, Examination
BS26640 | GE Healthcare | CARESCAPE PDM Patient Data Module | SA317360401SA | Physiologic Monitor Modules, Multiparameter
BS30871 | Welch Allyn Inc | Tycos 509 | 190612171555 | Sphygmomanometers, Aneroid
BS26567 / EMD-43 | GE Healthcare | CARESCAPE Monitor B450 | SNE17340116HA | Monitoring Systems, Physiologic
| Allied Healthcare Products, Inc. | G180 OptiVac | NSN | Aspirators, Airway
A49899 | Welch Allyn Inc | ELI 380 | 118390000759 | Electrocardiographs, Multichannel, Interpretive
| Welch Allyn Inc | Green Series 777 Integrated Wall System | NSN | Ophthalmoscope/Otoscope/Vital Signs Measuring Systems
BS26677 | GE Healthcare | CARESCAPE PDM Patient Data Module | SA317360237SA | Physiologic Monitor Modules, Multiparameter
| Welch Allyn Inc | Green Series 777 Wall Transformer | NSN | Transformers, Constant Voltage
A59337 / EMD-ED232 | GE Healthcare | CARESCAPE B450 | SNT24509416SA | Monitors, Physiologic, Multipurpose, Bedside, Modular
| Welch Allyn Inc | 767 Wall Transformer | NA | Transformers, Constant Voltage
BS26552 / EMD-P52 | GE Healthcare | CARESCAPE Monitor B450 | SNE17341074HA | Monitoring Systems, Physiologic
BN17630 | Midmark Corp | Ritter 355 | V433125 | Lights, Examination
BN17521 | Midmark Corp | Ritter 355 | V392835 | Lights, Examination
BN16662 | Precision Medical Inc | PM3300 | 134970 | Regulators, Suction
| Welch Allyn Inc | SureTemp Plus 692 | 24373907 | Thermometers, Electronic
| GE Healthcare | CARESCAPE PDM Patient Data Module | SA317360386SA | Physiologic Monitor Modules, Multiparameter
BS26895 | Welch Allyn Inc | SureTemp Plus 690 | 17455014 | Thermometers, Electronic
BN20115 | Precision Medical Inc | PM3300 | 135018 | Regulators, Suction
BS29951 / EMD-24 | GE Healthcare | CARESCAPE Monitor B450 | SNE1930272SA | Monitoring Systems, Physiologic
BN23561 | Precision Medical Inc | PM3300 | 134889 | Regulators, Suction
BN28322 | Welch Allyn Inc | SureTemp Plus 692 | 15391637 | Thermometers, Electronic
BN20377 | Welch Allyn Inc | SureTemp Plus 692 | 08234444 | Thermometers, Electronic
US MED 239021 | GE Healthcare | CARESCAPE Monitor B450 | SNE20422049SA | Monitoring Systems, Physiologic
BS29986 | Welch Allyn Inc | SureTemp Plus 690 | 19191926 | Thermometers, Electronic
BN25101 | Welch Allyn Inc | SureTemp Plus 690 | 08342186 | Thermometers, Electronic
BS26614 / EMD-01 | GE Healthcare | CARESCAPE Monitor B650 | SK417351077HA | Monitoring Systems, Physiologic
BN20370 | Welch Allyn Inc | SureTemp Plus 690 | 08223309 | Thermometers, Electronic
A59346 | GE Healthcare | CARESCAPE PDM Patient Data Module | SPX24489434SA | Physiologic Monitor Modules, Multiparameter
BS26615 / EMD-02 | GE Healthcare | CARESCAPE Monitor B650 | SK417351070HA | Monitoring Systems, Physiologic
US MED 165077 | GE Healthcare | CARESCAPE Monitor B450 | SNE17261102HA | Monitoring Systems, Physiologic
BS26616 | GE Healthcare | CARESCAPE PDM Patient Data Module | SA317360298SA | Physiologic Monitor Modules, Multiparameter
BS26628 | GE Healthcare | CARESCAPE PDM Patient Data Module | SA317360418SA | Physiologic Monitor Modules, Multiparameter
| Welch Allyn Inc | Green Series 777 Integrated Wall System | NSN | Ophthalmoscope/Otoscope/Vital Signs Measuring Systems
BS26667 | GE Healthcare | CARESCAPE PDM Patient Data Module | SA317360395SA | Physiologic Monitor Modules, Multiparameter
| 3M Health Care | Bair Hugger 775 | 223448 | Warming Units, Patient, Forced-Air
BN26083 | Welch Allyn Inc | Tycos 509 | 071218091108 | Sphygmomanometers, Aneroid
A59333 / EMD-ED242 | GE Healthcare | CARESCAPE B450 | SNT24509424SA | Monitors, Physiologic, Multipurpose, Bedside, Modular
BN23564 | Welch Allyn Inc | Tycos 509 | 070920083210 | Sphygmomanometers, Aneroid
BS30872 | Welch Allyn Inc | Green Series 777 Integrated Wall System | NSN | Ophthalmoscope/Otoscope/Vital Signs Measuring Systems
A59332 / EMD-ED252 | GE Healthcare | CARESCAPE B450 | SNT24509415SA | Monitors, Physiologic, Multipurpose, Bedside, Modular
| Welch Allyn Inc | Green Series 777 Integrated Wall System | NSN | Ophthalmoscope/Otoscope/Vital Signs Measuring Systems
BS30881 | Welch Allyn Inc | 767 Wall Sphygmomanometer | 190612154905 | Sphygmomanometers, Aneroid
BS31929 | GE Healthcare | CARESCAPE Monitor B450 | SNT22383008SA | Monitoring Systems, Physiologic
BS26592 / EMD-50 | GE Healthcare | CARESCAPE Monitor B450 | SNE17340123HA | Monitoring Systems, Physiologic
| Ring Rescue Inc. | Dolphin | D1010 | Ring Cutters
BS26653 | GE Healthcare | CARESCAPE PDM Patient Data Module | SA317360390SA | Physiologic Monitor Modules, Multiparameter
BS26589 | GE Healthcare | CARESCAPE Monitor B450 | SNE17340101HA | Monitoring Systems, Physiologic
BS26591 / EMD-46 | GE Healthcare | CARESCAPE Monitor B450 | SNE17340107HA | Monitoring Systems, Physiologic
BS30880 | Welch Allyn Inc | Green Series 777 Integrated Wall System | NSN | Ophthalmoscope/Otoscope/Vital Signs Measuring Systems
BS26893 | Welch Allyn Inc | 767 Wall Sphygmomanometer | 171124145065 | Sphygmomanometers, Aneroid
A59245 | GE Healthcare | CARESCAPE PDM Patient Data Module | SPX24438790SA | Physiologic Monitor Modules, Multiparameter
| Welch Allyn Inc | SureTemp Plus 692 | 20242803 | Thermometers, Electronic
BS18519 | 3M Health Care | Bair Hugger 775 | 62339 | Warming Units, Patient, Forced-Air
BS26664 | GE Healthcare | CARESCAPE PDM Patient Data Module | SA317360241SA | Physiologic Monitor Modules, Multiparameter
BN17523 | Midmark Corp | Ritter 355 | V397515 | Lights, Examination
A59155 / Wifi | Welch Allyn Inc | Connex Spot Monitor | 100033464021 | Monitors, Physiologic, Vital Signs
BS26587 | GE Healthcare | CARESCAPE Monitor B450 | SNE17340120HA | Monitoring Systems, Physiologic
BS26663 | GE Healthcare | CARESCAPE PDM Patient Data Module | SA317350059SA | Physiologic Monitor Modules, Multiparameter
BN17625 | Midmark Corp | Ritter 355 | V392833 | Lights, Examination
BN23570 | Welch Allyn Inc | Tycos 509 | 071019155725 | Sphygmomanometers, Aneroid
BS35553 | GE Healthcare | CARESCAPE PDM Patient Data Module | SPX20510075SA | Physiologic Monitor Modules, Multiparameter
A59137 | Belmont Medical Technologies | Belmont Rapid Infuser | 2024060200 | Infusion Pumps, Blood/Solution Warming
BS26595 / EMD-P43 | GE Healthcare | CARESCAPE Monitor B450 | SNE17341078HA | Monitoring Systems, Physiologic
BN17624 | Midmark Corp | Ritter 355 | V429802 | Lights, Examination
| Welch Allyn Inc | Green Series 777 Integrated Wall System | NSN | Ophthalmoscope/Otoscope/Vital Signs Measuring Systems
A59243 / EMD-PRT15 | GE Healthcare | CARESCAPE Monitor B450 | SNT244939172SA | Monitoring Systems, Physiologic
BN20379 | Welch Allyn Inc | SureTemp Plus 690 | 08223313 | Thermometers, Electronic
BS26576 / EMD-P45 | GE Healthcare | CARESCAPE Monitor B450 | SNE17341077HA | Monitoring Systems, Physiologic
BS32134 | Welch Allyn Inc | SureTemp Plus 692 | 20242671 | Thermometers, Electronic
BN26063 | Welch Allyn Inc | Tycos 509 | 061115174955 | Sphygmomanometers, Aneroid
BN26078 | Welch Allyn Inc | Tycos 509 | 071217212615 | Sphygmomanometers, Aneroid
BN17629 | Midmark Corp | Ritter 355 | V429803 | Lights, Examination
BS20565 | Welch Allyn Inc | Connex Vital Signs Monitor 6000 Series | 100082013914 | Monitors, Physiologic, Vital Signs
A59338 / EMD-ED302 | GE Healthcare | CARESCAPE B450 | SNT24509425SA | Monitors, Physiologic, Multipurpose, Bedside, Modular
| Welch Allyn Inc | Green Series 777 Integrated Wall System | NSN | Ophthalmoscope/Otoscope/Vital Signs Measuring Systems
BN18279 | Welch Allyn Inc | SureTemp Plus 692 | 08223700 | Thermometers, Electronic
BS26748 | GE Medical Systems | CARESCAPE CENTRAL STATION MAI700 | SNF17460013SA | Monitoring Systems
BN26075 | Welch Allyn Inc | Tycos 509 | 071218091618 | Sphygmomanometers, Aneroid
| Welch Allyn Inc | Green Series 777 Wall Transformer | NSN | Transformers, Constant Voltage
BN26986 | Welch Allyn Inc | SureTemp Plus 692 | 08341801 | Thermometers, Electronic
BS34822 | Welch Allyn Inc | SureTemp Plus 692 | 20368374 | Thermometers, Electronic
BS26903 | Welch Allyn Inc | Green Series 777 Integrated Wall System | NSN | Ophthalmoscope/Otoscope/Vital Signs Measuring Systems
BS26581 / EMD-P44 | GE Healthcare | CARESCAPE Monitor B450 | SNE17341084HA | Monitoring Systems, Physiologic
A59344 | GE Healthcare | CARESCAPE PDM Patient Data Module | SPX24489414SA | Physiologic Monitor Modules, Multiparameter
BS34821 | Welch Allyn Inc | SURETEMP PLUS | 20368373 | Thermometers
| Welch Allyn Inc | Green Series 777 Integrated Wall System | NSN | Ophthalmoscope/Otoscope/Vital Signs Measuring Systems
| icare Finland OY | iCare IC200 | 2521BM017 | Ophthalmic Tonometers, Applanation
BS29937 | GE Healthcare | CARESCAPE PDM Patient Data Module | SPX19330329SA | Physiologic Monitor Modules, Multiparameter
BS35561 | GE Healthcare | CARESCAPE PDM Patient Data Module | SPX20500933SA | Physiologic Monitor Modules, Multiparameter
EMD-PRT04 | GE Healthcare | CARESCAPE Monitor B450 | SNT24228827SA | Monitoring Systems, Physiologic
| Welch Allyn Inc | SureTemp Plus 690 | 24373947 | Thermometers, Electronic
BS26747 | GE Medical Systems | CARESCAPE CENTRAL STATION MAI700 | SNF17460014SA | Monitoring Systems
A49902 | Welch Allyn Inc | ELI 380 | 118390001888 | Electrocardiographs, Multichannel, Interpretive
BS29961 | GE Medical Systems | CARESCAPE CENTRAL STATION MAI700 | SNF19300014SA | Monitoring Systems
BN25104 | Welch Allyn Inc | SureTemp Plus 692 | 08223708 | Thermometers, Electronic
US MED 154828 | GE Healthcare | CARESCAPE Monitor B450 | SJA15151014HR | Monitoring Systems, Physiologic
BS26630 | GE Healthcare | CARESCAPE PDM Patient Data Module | SA317360399SA | Physiologic Monitor Modules, Multiparameter
BS26750 | GE Medical Systems | CARESCAPE CENTRAL STATION MAI700 | SNF17460015SA | Monitoring Systems
BN23389 | Welch Allyn Inc | SureTemp Plus 692 | 08223699 | Thermometers, Electronic
BS30875 | Welch Allyn Inc | 767 Wall Sphygmomanometer | 190612170595 | Sphygmomanometers, Aneroid
A59286 | Welch Allyn Inc | Connex Spot Monitor | 100003963724 | Monitors, Physiologic, Vital Signs
BS29942 | GE Healthcare | CARESCAPE PDM Patient Data Module | SPX19330647SA | Physiologic Monitor Modules, Multiparameter
| Stryker Corp Medical Div | Altrix | 2017000100077 | Warming/Cooling Units, Patient, Circulating-Liquid
A59281 | Welch Allyn Inc | Connex Spot Monitor | 100095203724 | Monitors, Physiologic, Vital Signs
B41280 | Welch Allyn Inc | SURETEMP PLUS | 21149058 | Thermometers
BN26073 | Welch Allyn Inc | Tycos 509 | 080313080434 | Sphygmomanometers, Aneroid
A59348 | GE Healthcare | CARESCAPE PDM Patient Data Module | SPX24489437SA | Physiologic Monitor Modules, Multiparameter
BS29954 / EMD-30 | GE Healthcare | CARESCAPE Monitor B450 | SNE19302049SA | Monitoring Systems, Physiologic
BS26629 | GE Healthcare | CARESCAPE PDM Patient Data Module | SA317360231SA | Physiologic Monitor Modules, Multiparameter
BS26666 | GE Healthcare | CARESCAPE PDM Patient Data Module | SA317360435SA | Physiologic Monitor Modules, Multiparameter
| Welch Allyn Inc | SureTemp Plus 690 | 24373963 | Thermometers, Electronic
BS30863 | GE Healthcare | CARESCAPE PDM Patient Data Module | SA317360406SA | Physiologic Monitor Modules, Multiparameter
| Welch Allyn Inc | Spot Vital Signs LXi | 20071004169 | Monitors, Physiologic, Vital Signs
BS26669 | GE Healthcare | CARESCAPE PDM Patient Data Module | SA317360394SA | Physiologic Monitor Modules, Multiparameter
BN26074 | Welch Allyn Inc | Tycos 509 | 080313141456 | Sphygmomanometers, Aneroid
BS26751 | GE Medical Systems | CARESCAPE CENTRAL STATION MAI700 | SNF17460020SA | Monitoring Systems
BS30885 | Welch Allyn Inc | Tycos 509 | 190612143795 | Sphygmomanometers, Aneroid
| Welch Allyn Inc | SureTemp Plus 690 | 24373887 | Thermometers, Electronic
BS35554 | GE Healthcare | CARESCAPE PDM Patient Data Module | SPX20510080SA | Physiologic Monitor Modules, Multiparameter
BN23545 | Welch Allyn Inc | Tycos 509 | 080313081107 | Sphygmomanometers, Aneroid
BS29939 | GE Healthcare | CARESCAPE PDM Patient Data Module | SPX19330956SA | Physiologic Monitor Modules, Multiparameter
BS26627 | GE Healthcare | CARESCAPE PDM Patient Data Module | SA317360244SA | Physiologic Monitor Modules, Multiparameter
BS34503 | Welch Allyn Inc | SureTemp Plus 692 | 20156079 | Thermometers, Electronic
A59347 | GE Healthcare | CARESCAPE PDM Patient Data Module | SPX24489433SA | Physiologic Monitor Modules, Multiparameter
BS29984 | Welch Allyn Inc | Tycos 509 | 190612172605 | Sphygmomanometers, Aneroid
| GE Healthcare | CARESCAPE Monitor B450 | SNE17340031HA | Monitoring Systems, Physiologic
BS26634 | GE Healthcare | CARESCAPE PDM Patient Data Module | SA317360423SA | Physiologic Monitor Modules, Multiparameter
BS29959 / EMD-19 | GE Healthcare | CARESCAPE Monitor B450 | SNE19302074SA | Monitoring Systems, Physiologic
A47250 / BS34801 | Welch Allyn Inc | ELI 380 | 118390000758 | Electrocardiographs, Multichannel, Interpretive
| Burton Medical | UV Light | 7060746 | Lights, Examination, Ultraviolet, Portable/Handheld
BS26658 | GE Healthcare | CARESCAPE PDM Patient Data Module | SA317360254SA | Physiologic Monitor Modules, Multiparameter
BS35555 | GE Healthcare | CARESCAPE PDM Patient Data Module | SPX20510113SA | Physiologic Monitor Modules, Multiparameter
A59261 | Welch Allyn Inc | ELI 380 | 124460000124 | Electrocardiographs, Multichannel, Interpretive
BN23362 | Precision Medical Inc | PM3300 | 135050 | Regulators, Suction
A49903 | Welch Allyn Inc | ELI 380 | 118390001882 | Electrocardiographs, Multichannel, Interpretive
BS20562 | Welch Allyn Inc | Connex Vital Signs Monitor 6000 Series | 100026432414 | Monitors, Physiologic, Vital Signs
A47251 / BS33979 | Welch Allyn Inc | ELI 380 | 118390001886 | Electrocardiographs, Multichannel, Interpretive
A59136 | Belmont Medical Technologies | Belmont Rapid Infuser | 2024060277 | Infusion Pumps, Blood/Solution Warming
A59282 | Welch Allyn Inc | Connex Spot Monitor | 100095393724 | Monitors, Physiologic, Vital Signs
BN26988 | Welch Allyn Inc | SureTemp Plus 690 | 18174196 | Thermometers, Electronic
A59470 | Welch Allyn Inc | ELI 380 | 118390001891 | Electrocardiographs, Multichannel, Interpretive
BS26749 | GE Medical Systems | CARESCAPE CENTRAL STATION MAI700 | SNF17460018SA | Monitoring Systems
BS26619 | GE Healthcare | CARESCAPE PDM Patient Data Module | SA317360277SA | Physiologic Monitor Modules, Multiparameter
BS35558 | GE Healthcare | CARESCAPE PDM Patient Data Module | SPX20510077SA | Physiologic Monitor Modules, Multiparameter
B41278 | Welch Allyn Inc | SureTemp Plus 690 | 21112326 | Thermometers, Electronic
EMD-PORT8 | GE Healthcare | CARESCAPE Monitor B450 | SNE19302046SA | Monitoring Systems, Physiologic
A59351 | GE Healthcare | CARESCAPE PDM Patient Data Module | SPX24489424SA | Physiologic Monitor Modules, Multiparameter
BS29957 / EMD-21 | GE Healthcare | CARESCAPE Monitor B450 | SNE19302061SA | Monitoring Systems, Physiologic
A59762 | STERIS Corp | Amsco Warming Cabinet | 0410026002 | Warming Units, Multipurpose
BS34504 | Welch Allyn Inc | SURETEMP PLUS | 20242785 | Thermometers
BS30524 | Stryker Corp Medical Div | Altrix | 2018000100084 | Warming/Cooling Units, Patient, Circulating-Liquid
BS26675 | GE Healthcare | CARESCAPE PDM Patient Data Module | SA317360402SA | Physiologic Monitor Modules, Multiparameter
A59611 / BS31907 | Welch Allyn Inc | ELI 380 | 116500544034 | Electrocardiographs, Multichannel, Interpretive
A49946 | Stryker Corp Medical Div | Altrix | 201704000100085 | Warming/Cooling Units, Patient, Circulating-Liquid
A49947 | Stryker Corp Medical Div | Altrix | 201704000100022 | Warming/Cooling Units, Patient, Circulating-Liquid
BS34818 | Welch Allyn Inc | SureTemp Plus 690 | 20368360 | Thermometers, Electronic
A53279 | Welch Allyn Inc | ELI 380 | 118390001883 | Electrocardiographs, Multichannel, Interpretive
A59134 | Marketlab Inc | Insight Gynocart | E24324-0071 | Carts, Treatment
| Amico Corp (Canada) | Diagnostic Station | DS15988FK | Ophthalmoscope/Otoscope/Vital Signs Measuring Systems
EMD-PORT6 | GE Healthcare | CARESCAPE Monitor B450 | SNE17340028HA | Monitoring Systems, Physiologic
A59350 | GE Healthcare | CARESCAPE PDM Patient Data Module | SPX24489412SA | Physiologic Monitor Modules, Multiparameter
A59248 | GE Healthcare | CARESCAPE PDM Patient Data Module | SPX24438788SA | Physiologic Monitor Modules, Multiparameter
BS31928 | GE Healthcare | CARESCAPE Monitor B450 | SNT21463011SA | Monitoring Systems, Physiologic
A59345 | GE Healthcare | CARESCAPE PDM Patient Data Module | SPX24489394SA | Physiologic Monitor Modules, Multiparameter
| Midmark Corp | Ritter 255 | V2719524 | Lights, Examination, Ceiling-Mounted
B30046 | Welch Allyn Inc | Connex Spot Monitor | 100042120622 | Monitors, Physiologic, Vital Signs
| Spectronics Corp | Q-22 | 2230966 | Lights, Germicidal, Ultraviolet
B16593 | Welch Allyn Inc | Connex Spot Monitor | 100072870922 | Monitors, Physiologic, Vital Signs
A59262 | Welch Allyn Inc | ELI 380 | 124460000172 | Electrocardiographs, Multichannel, Interpretive
A59354 | GE Healthcare | CARESCAPE PDM Patient Data Module | SPX24499517SA | Physiologic Monitor Modules, Multiparameter
A59159 / Wifi | Welch Allyn Inc | Connex Spot Monitor | 100054124320 | Monitors, Physiologic, Vital Signs
BS29958 | GE Healthcare | CARESCAPE Monitor B450 | SNE19302054SA | Monitoring Systems, Physiologic
BS26624 | GE Healthcare | CARESCAPE PDM Patient Data Module | SA317360275SA | Physiologic Monitor Modules, Multiparameter
BS26622 | GE Healthcare | CARESCAPE PDM Patient Data Module | SA317360392SA | Physiologic Monitor Modules, Multiparameter
BS29941 | GE Healthcare | CARESCAPE PDM Patient Data Module | SPX19330308SA | Physiologic Monitor Modules, Multiparameter
| GE Healthcare | CARESCAPE PDM Patient Data Module | SPX24227173SA | Physiologic Monitor Modules, Multiparameter
BS26672 | GE Healthcare | CARESCAPE PDM Patient Data Module | SA317360243SA | Physiologic Monitor Modules, Multiparameter
BS26639 | GE Healthcare | CARESCAPE PDM Patient Data Module | SA317360387SA | Physiologic Monitor Modules, Multiparameter
BS26673 | GE Healthcare | CARESCAPE PDM Patient Data Module | SA317360301SA | Physiologic Monitor Modules, Multiparameter
| Welch Allyn Inc | Green Series 777 Integrated Wall System | NSN | Ophthalmoscope/Otoscope/Vital Signs Measuring Systems
BS26904 | Welch Allyn Inc | SureTemp Plus 690 | 17455003 | Thermometers, Electronic
| icare Finland OY | iCare IC200 | 2549AM049 | Ophthalmic Tonometers, Applanation
BS26549 / EMD-P49 | GE Healthcare | CARESCAPE Monitor B450 | SNE17341080HA | Monitoring Systems, Physiologic
| Welch Allyn Inc | SureTemp Plus 692 | 24373942 | Thermometers, Electronic
| Welch Allyn Inc | Green Series 777 Integrated Wall System | NSN | Ophthalmoscope/Otoscope/Vital Signs Measuring Systems
BS30553 | Welch Allyn Inc | Connex Vital Signs Monitor 6000 Series | 100082073914 | Monitors, Physiologic, Vital Signs
| GE Healthcare | CARESCAPE PDM Patient Data Module | SPX24489438SA | Physiologic Monitor Modules, Multiparameter
BN23300 | Precision Medical Inc | PM3300 | 134991 | Regulators, Suction
B10009 | Welch Allyn Inc | SureTemp Plus 692 | 21345442 | Thermometers, Electronic
BN17511 | Midmark Corp | Ritter 355 | V389416 | Lights, Examination
BS26570 / EMD-PORT4 | GE Healthcare | CARESCAPE Monitor B450 | SNE17340029HA | Monitoring Systems, Physiologic
BS29933 | GE Healthcare | CARESCAPE PDM Patient Data Module | SPX19330940SA | Physiologic Monitor Modules, Multiparameter
A59118 | GE Healthcare | CARESCAPE Monitor B450 | SNT24228835SA | Monitoring Systems, Physiologic
A59283 / Wifi | Welch Allyn Inc | Connex Spot Monitor | 100095233724 | Monitors, Physiologic, Vital Signs
BN26080 | Welch Allyn Inc | Tycos 509 | 071219204708 | Sphygmomanometers, Aneroid
BS35556 | GE Healthcare | CARESCAPE PDM Patient Data Module | SPX20500477SA | Physiologic Monitor Modules, Multiparameter
BN17506 | Midmark Corp | Ritter 355 | V380250 | Lights, Examination
| icare Finland OY | iCare IC200 | 2524BM75 | Ophthalmic Tonometers, Applanation
| Huntleigh Healthcare | Dopplex D900 | D900111019225 | Detectors, Blood Flow, Ultrasonic
BN26087 | Welch Allyn Inc | Tycos 509 | 071217212229 | Sphygmomanometers, Aneroid
BN26992 | Welch Allyn Inc | SureTemp Plus 692 | 18174182 | Thermometers, Electronic
A59289 | Welch Allyn Inc | Connex Spot Monitor | 100095513724 | Monitors, Physiologic, Vital Signs
BS26579 / EMD-P46 | GE Healthcare | CARESCAPE Monitor B450 | SNE17341081HA | Monitoring Systems, Physiologic
BN26072 | Welch Allyn Inc | Tycos 509 | 080310065036 | Sphygmomanometers, Aneroid
A49900 / BS30516 | Welch Allyn Inc | ELI 380 | 118390001885 | Electrocardiographs, Multichannel, Interpretive
227679 US MED | GE Healthcare | CARESCAPE Monitor B450 | SNE16450008HA | Monitoring Systems, Physiologic
BS19298 | VYAIRE MEDICAL | 3100A | BAW01241 | Ventilators, Intensive Care, Neonatal/Pediatric, High-Frequency
BS34711 | Fisher & Paykel Healthcare (USA) | AIRVO 2 | 200806156900 | Oxygen Delivery Units, Controlled
BS24002 | Philips Respironics | V60 | 100184962 | Ventilators, Noninvasive Positive Pressure
A53259 | Medtronic Inc | PB980 | 35B2002444 | Ventilators, Intensive Care
| Percussionaire Corp. | IPV-2C | IPV2CM00811 | Ventilators, Intensive Care, Adult, High-Frequency
A53196 | Zoll Medical Corp | Z Vent | AY22K049970 | Ventilators, Transport
BS34698 | Fisher & Paykel Healthcare (USA) | AIRVO 2 | 200729154289 | Oxygen Delivery Units, Controlled
| Percussionaire Corp. | IPV-2C | IPV2CM00813 | Ventilators, Intensive Care, Adult, High-Frequency
BS34705 | Fisher & Paykel Healthcare (USA) | AIRVO 2 | 200729154155 | Oxygen Delivery Units, Controlled
A53202 (2342$) | Medtronic Inc | PB980 | 35B2201696 | Ventilators, Intensive Care
A53287 | IMT MEDICAL | bellavista 1000 | MB431998 | Ventilators, Intensive Care
A53256 (2010) | Medtronic Inc | PB980 | 35B2002440 | Ventilators, Intensive Care
A34288 (2337) | Medtronic Inc | PB980 | 35B2201528 | Ventilators, Intensive Care
BS35537 | Fisher & Paykel Healthcare (USA) | AIRVO 2 | 200805156334 | Oxygen Delivery Units, Controlled
| Percussionaire Corp. | IPV-2C | IPV2CM00819 | Ventilators, Intensive Care, Adult, High-Frequency
B16599 | Philips Respironics | V60 | 100094933 | Ventilators, Noninvasive Positive Pressure
BS34675 | Fisher & Paykel Healthcare (USA) | AIRVO 2 | 200706146724 | Oxygen Delivery Units, Controlled
A53255 (2008$) | Medtronic Inc | PB980 | 35B2002198 | Ventilators, Intensive Care
BS24006 | Philips Respironics | V60 | 100185507 | Ventilators, Noninvasive Positive Pressure
A35307 | Respironics Inc | CoughAssist | 023537 | Positive Airway Pressure Units, Intermittent
| Philips Respironics | V60 | 100095549 | Ventilators, Noninvasive Positive Pressure
BS35528 | Fisher & Paykel Healthcare (USA) | AIRVO 2 | 200810157874 | Oxygen Delivery Units, Controlled
| Percussionaire Corp. | IPV-2C | IPV2C0429 | Ventilators, Intensive Care, Adult, High-Frequency
A53286 | IMT MEDICAL | bellavista 1000 | MB432033 | Ventilators, Intensive Care
A53234 (2457) | Medtronic Inc | PB980 | 35B2202803 | Ventilators, Intensive Care
#8 | Zoll Medical Corp | Z Vent | AY21L047786 | Ventilators, Transport
| Percussionaire Corp. | IPV-2C | IPV2CM00712 | Ventilators, Intensive Care, Adult, High-Frequency
191745 | Percussionaire Corp. | IPV-2C | IPV2CM00768 | Ventilators, Intensive Care, Adult, High-Frequency
| Percussionaire Corp. | IPV-2C | IPV2CM00823 | Ventilators, Intensive Care, Adult, High-Frequency
A53285 (2606) | IMT MEDICAL | bellavista 1000 | MB431832 | Ventilators, Intensive Care
| Percussionaire Corp. | IPV-2C | IPV2CM00808 | Ventilators, Intensive Care, Adult, High-Frequency
BS22942 | Philips Respironics | V60 | 100118888 | Ventilators, Noninvasive Positive Pressure
| Med Systems | Fluid-Flo Percussor | 27147 | Percussors, Manual, Airway Clearance
BS35530 | Fisher & Paykel Healthcare (USA) | AIRVO 2 | 200805156538 | Oxygen Delivery Units, Controlled
A53213 (2446) | Medtronic Inc | PB980 | 35B2202484 | Ventilators, Intensive Care
| Fisher & Paykel Healthcare (USA) | MR850 | 211117593750 | Humidifiers, Artificial Airway, Heated
| Fisher & Paykel Healthcare (USA) | MR850 | 160927296499 | Humidifiers, Artificial Airway, Heated
| Fisher & Paykel Healthcare (USA) | MR850 | 170602324287 | Humidifiers, Artificial Airway, Heated
| Fisher & Paykel Healthcare (USA) | MR850 | 211117593730 | Humidifiers, Artificial Airway, Heated
| Fisher & Paykel Healthcare (USA) | MR850 | 211117001789 | Humidifiers, Artificial Airway, Heated
| Fisher & Paykel Healthcare (USA) | MR850 | 211117593783 | Humidifiers, Artificial Airway, Heated
BS34710 | Fisher & Paykel Healthcare (USA) | AIRVO 2 | 2007291154371 | Oxygen Delivery Units, Controlled
BS34647 | Fisher & Paykel Healthcare (USA) | AIRVO 2 | 200619141388 | Oxygen Delivery Units, Controlled
| Fisher & Paykel Healthcare (USA) | MR850 | 211117001771 | Humidifiers, Artificial Airway, Heated
| Fisher & Paykel Healthcare (USA) | MR850 | 211112593756 | Humidifiers, Artificial Airway, Heated
| Fisher & Paykel Healthcare (USA) | MR850 | 211117593752 | Humidifiers, Artificial Airway, Heated
B12791 | Radiometer America Inc | ABL800 FLEX | 754R2737N033 | Analyzers, Laboratory, Blood Gas/pH
B13781 | Philips Respironics | V60 | 100118896 | Ventilators, Noninvasive Positive Pressure
| Aerogen, Inc. | Aerogen Pro-X | AP-2522450 | Nebulizers
BS34614 | Aerogen, Inc. | Aerogen Pro-X | AP-2007869 | Nebulizers
A53271 (2235) | Medtronic Inc | PB980 | 35B2200735 | Ventilators, Intensive Care
BN23106 | Med Systems | Fluid-Flo Percussor | 18772 | Percussors, Manual, Airway Clearance
A34286 (2233) | Medtronic Inc | PB980 | 35B2200749 | Ventilators, Intensive Care
B16787 | Smiths Medical | paraPAC Plus | 1503170 | Ventilators, Transport
BS25602 | Fisher & Paykel Healthcare (USA) | AIRVO 2 | 170821000000 | Oxygen Delivery Units, Controlled
BS24561 | VYAIRE MEDICAL | Bird 3800A | KGF04275 | Compressed Gas Proportioners, Oxygen-Air
| Aerogen, Inc. | Aerogen Pro-X | AP-2521941 | Nebulizers
191741 | Percussionaire Corp. | IPV-2C | IPV2CM00766 | Ventilators, Intensive Care, Adult, High-Frequency
| Aerogen, Inc. | Aerogen Pro-X | AP-2522453 | Nebulizers
| Fisher & Paykel Healthcare (USA) | MR850 | 211117593779 | Humidifiers, Artificial Airway, Heated
B38645 | Fisher & Paykel Healthcare (USA) | AIRVO 2 | 200729154182 | Oxygen Delivery Units, Controlled
BS34639 | Fisher & Paykel Healthcare (USA) | AIRVO 2 | 200619141566 | Oxygen Delivery Units, Controlled
BS35520 | Fisher & Paykel Healthcare (USA) | AIRVO 2 | 200810000000.00003 | Oxygen Delivery Units, Controlled
| Fisher & Paykel Healthcare (USA) | MR850 | 211117593780 | Humidifiers, Artificial Airway, Heated
| Fisher & Paykel Healthcare (USA) | MR850 | 211117001783 | Humidifiers, Artificial Airway, Heated
| Fisher & Paykel Healthcare (USA) | MR850 | 211117001790 | Humidifiers, Artificial Airway, Heated
| Fisher & Paykel Healthcare (USA) | MR850 | 211117001766 | Humidifiers, Artificial Airway, Heated
| Fisher & Paykel Healthcare (USA) | MR850 | 211117593737 | Humidifiers, Artificial Airway, Heated
169051 | Fisher & Paykel Healthcare (USA) | AIRVO 2 | 1.91E+11 | High-flow Oxygen Therapy Units
| Fisher & Paykel Healthcare (USA) | MR850 | 211117001773 | Humidifiers, Artificial Airway, Heated
| Fisher & Paykel Healthcare (USA) | MR850 | 211117001831 | Humidifiers, Artificial Airway, Heated
| Aerogen, Inc. | Aerogen Pro-X | AP-2522522 | Nebulizers
BS30830 | Precision Medical Inc | Low-Flow Air Oxygen Blender | BL010076 | Compressed Gas Proportioners, Oxygen-Air
BS23028 | Philips Respironics | V60 | 100152766 | Ventilators, Noninvasive Positive Pressure
| Med Systems | Fluid-Flo Percussor | 27476 | Percussors, Manual, Airway Clearance
A53211 (2444) | Medtronic Inc | PB980 | 35B2202481 | Ventilators, Intensive Care
| Fisher & Paykel Healthcare (USA) | MR850 | 211117593782 | Humidifiers, Artificial Airway, Heated
| Fisher & Paykel Healthcare (USA) | MR850 | 211117593739 | Humidifiers, Artificial Airway, Heated
A53263 (2002) | Medtronic Inc | PB980 | 35B2001724 | Ventilators, Intensive Care
BS27978 | Aerogen, Inc. | Aerogen Pro-X | AP-1900620 | Nebulizers
BS25619 | VYAIRE MEDICAL | Micro 1 | 122-09827 | Spirometers, Diagnostic
A53243 (#2454) | Medtronic Inc | PB980 | 35B2202797 | Ventilators, Intensive Care
B38956 | VYAIRE MEDICAL | Bird MicroBlender | BAF02097 | Compressed Gas Proportioners, Oxygen-Air
BS35519 | Fisher & Paykel Healthcare (USA) | AIRVO 2 | 200810158031 | Oxygen Delivery Units, Controlled
BS34613 | Aerogen, Inc. | Aerogen Pro-X | AP-2007853 | Nebulizers
| Aerogen, Inc. | Aerogen Pro-X | AP-2522523 | Nebulizers
BN22318 | Precision Medical Inc | Low-Flow Air Oxygen Blender | BL010081 | Compressed Gas Proportioners, Oxygen-Air
BS22795 | VYAIRE MEDICAL | Bird MicroBlender | ADF05980 | Compressed Gas Proportioners, Oxygen-Air
A53239 (2459) | Medtronic Inc | PB980 | 35B2202804 | Ventilators, Intensive Care
BN18979 | Bird Products Corp | Bird Sentry | 15625 BAF07224 | Compressed Gas Proportioners, Oxygen-Air
BS33079 | VYAIRE MEDICAL | Bird MicroBlender | BAF02096 | Compressed Gas Proportioners, Oxygen-Air
BS34708 | Fisher & Paykel Healthcare (USA) | AIRVO 2 | 200806000000 | Oxygen Delivery Units, Controlled
| Smiths Medical | paraPAC Plus | 1503187 | Ventilators, Transport
| Bird Products Corp | 3800 MicroBlender | KGF05944 | Compressed Gas Proportioners, Oxygen-Air
Bn22316 | Precision Medical Inc | Low-Flow Air Oxygen Blender | BL010077 | Compressed Gas Proportioners, Oxygen-Air
BS34682 | Fisher & Paykel Healthcare (USA) | AIRVO 2 | 200706146650 | Oxygen Delivery Units, Controlled
BN24517 | Fisher & Paykel Healthcare (USA) | AIRVO 2 | 160718000000 | Oxygen Delivery Units, Controlled
BN21799 | Masimo Corp. | Radical-7 | T049775 | Oximeters, Pulse
| Med Systems | Fluid-Flo Percussor | 27475 | Percussors, Manual, Airway Clearance
| Aerogen, Inc. | Aerogen Pro-X | AP-2522444 | Nebulizers
BN22308 | Precision Medical Inc | Low-Flow Air Oxygen Blender | BL010088 | Compressed Gas Proportioners, Oxygen-Air
| Fisher & Paykel Healthcare (USA) | MR850 | 160927296494 | Humidifiers, Artificial Airway, Heated
B16776 | Fisher & Paykel Healthcare (USA) | MR850 | 211117593740 | Humidifiers, Artificial Airway, Heated
A53244 (2453) | Medtronic Inc | PB980 | 35B2202798 | Ventilators, Intensive Care
A53272 (2014) | Medtronic Inc | PB980 | 35B2003162 | Ventilators, Intensive Care
A53251 (2003) | Medtronic Inc | PB980 | 35B2001726 | Ventilators, Intensive Care
BN27141 | Aerogen, Inc. | Aerogen Pro-X | AP-1506109 | Nebulizers
B41732 | Philips Respironics | V60 | 100152934 | Ventilators, Noninvasive Positive Pressure
#11 | Zoll Medical Corp | Z Vent | AY21L047857 | Ventilators, Transport
BS13439 | SensorMedics Corp | BLENDER, GAS MIXING ASSEMBLY | AGF07627 | OXYGEN-AIR PROPORTIONERS
| Philips Respironics | V60 | 100184961 | Ventilators, Noninvasive Positive Pressure
| Aerogen, Inc. | Aerogen Pro-X | AP-2522436 | Nebulizers
A53283 | IMT MEDICAL | bellavista 1000 | MB431828 | Ventilators, Intensive Care
B12790 | Radiometer America Inc | ABL825 FLEX | 754R2737N034 | Analyzers, Laboratory, Blood Gas/pH
| Fisher & Paykel Healthcare (USA) | MR850 | 211117593770 | Humidifiers, Artificial Airway, Heated
B16683 | Philips Respironics | V60 | 100152933 | Ventilators, Noninvasive Positive Pressure
B12431 | Aerogen, Inc. | Aerogen Pro-X | AP-2018577 | Nebulizers
BN22650 | Precision Medical Inc | Low-Flow Air Oxygen Blender | BL011737 | Compressed Gas Proportioners, Oxygen-Air
BS34616 | Aerogen, Inc. | Aerogen Pro-X | AP-2007842 | Nebulizers
A53253 (2005) | Medtronic Inc | PB980 | 35B2001910 | Ventilators, Intensive Care
BN22644 | Precision Medical Inc | Low-Flow Air Oxygen Blender | BL011683 | Compressed Gas Proportioners, Oxygen-Air
A53264 | Timpel | Enlight 2100 | 2000346 | Monitors, Physiologic, Respiration, Ventilation/Apnea, Bedside/Intraoperative
| Aerogen, Inc. | Aerogen Pro-X | AP-2521939 | Nebulizers
| Fisher & Paykel Healthcare (USA) | MR850 | 211117593748 | Humidifiers, Artificial Airway, Heated
| Fisher & Paykel Healthcare (USA) | MR850 | 211117593759 | Humidifiers, Artificial Airway, Heated
| Fisher & Paykel Healthcare (USA) | MR850 | 211117001778 | Humidifiers, Artificial Airway, Heated
| Fisher & Paykel Healthcare (USA) | MR850 | 211117593781 | Humidifiers, Artificial Airway, Heated
| Fisher & Paykel Healthcare (USA) | MR850 | 211117001821 | Humidifiers, Artificial Airway, Heated
| Fisher & Paykel Healthcare (USA) | MR850 | 211117593768 | Humidifiers, Artificial Airway, Heated
| Fisher & Paykel Healthcare (USA) | MR850 | 211117593754 | Humidifiers, Artificial Airway, Heated
| Fisher & Paykel Healthcare (USA) | MR850 | 211117593734 | Humidifiers, Artificial Airway, Heated
| Fisher & Paykel Healthcare (USA) | MR850 | 211117001824 | Humidifiers, Artificial Airway, Heated
| Fisher & Paykel Healthcare (USA) | MR850 | 211117001825 | Humidifiers, Artificial Airway, Heated
| Fisher & Paykel Healthcare (USA) | MR850 | 211117001788 | Humidifiers, Artificial Airway, Heated
| Fisher & Paykel Healthcare (USA) | MR850 | 211117593743 | Humidifiers, Artificial Airway, Heated
| Percussionaire Corp. | IPV-2C | IPV2CM00713 | Ventilators, Intensive Care, Adult, High-Frequency
| Percussionaire Corp. | IPV-2C | IPV2CM00809 | Ventilators, Intensive Care, Adult, High-Frequency
BN30031 | Med Systems | Fluid-Flo Percussor | 218558 | Percussors, Manual, Airway Clearance
BN22310 | Precision Medical Inc | Low-Flow Air Oxygen Blender | BL010080 | Compressed Gas Proportioners, Oxygen-Air
| Fisher & Paykel Healthcare (USA) | MR850 | 211117593726 | Humidifiers, Artificial Airway, Heated
| Fisher & Paykel Healthcare (USA) | MR850 | 211117593720 | Humidifiers, Artificial Airway, Heated
| Fisher & Paykel Healthcare (USA) | MR850 | 211117593732 | Humidifiers, Artificial Airway, Heated
| Fisher & Paykel Healthcare (USA) | MR850 | 211117001755 | Humidifiers, Artificial Airway, Heated
| Fisher & Paykel Healthcare (USA) | MR850 | 211117593758 | Humidifiers, Artificial Airway, Heated
RPX4833 | Philips Respironics | V60 | L-100136509 | Ventilators, Noninvasive Positive Pressure
| Fisher & Paykel Healthcare (USA) | MR850 | 160927296516 | Humidifiers, Artificial Airway, Heated
BS34989 | Precision Medical Inc | Low-Flow Air Oxygen Blender | BL010089 | Compressed Gas Proportioners, Oxygen-Air
| Philips Respironics | V60 | 100152920 | Ventilators, Noninvasive Positive Pressure
BS35525 | Fisher & Paykel Healthcare (USA) | AIRVO 2 | 200810157891 | Oxygen Delivery Units, Controlled
| Smiths Medical | paraPAC Plus | 1503171 | Ventilators, Transport
| Bird Products Corp | 3800 MicroBlender | KGF03715 | Compressed Gas Proportioners, Oxygen-Air
BS36000 | Radiometer America Inc | ABL825 FLEX | 754R2737N032 | Analyzers, Laboratory, Blood Gas/pH
| Percussionaire Corp. | IPV-2C | IPV2CM00711 | Ventilators, Intensive Care, Adult, High-Frequency
| Fisher & Paykel Healthcare (USA) | MR850 | 200813464969 | Humidifiers, Artificial Airway, Heated
B12434 | Aerogen, Inc. | Aerogen Pro-X | AP-2018573 | Nebulizers
BS34717 | Fisher & Paykel Healthcare (USA) | AIRVO 2 | 200728999999.99997 | Oxygen Delivery Units, Controlled
BS34625 | Aerogen, Inc. | Aerogen Pro-X | AP-2007861 | Nebulizers
| Fisher & Paykel Healthcare (USA) | MR850 | 211117593722 | Humidifiers, Artificial Airway, Heated
| Fisher & Paykel Healthcare (USA) | MR850 | 211117001745 | Humidifiers, Artificial Airway, Heated
BN12567 | American Power Conversion (APC) by Schneider Electric | APC Back-UPS XS 1500 | JB804014669 | Power Systems, Electrical, Uninterruptible
A53249 (2465) | Medtronic Inc | PB980 | 35B2202764 | Ventilators, Intensive Care
BS25651 | VYAIRE MEDICAL | Micro 1 | 122-10005 | Spirometers, Diagnostic
BS30816 | Fisher & Paykel Healthcare (USA) | AIRVO 2 | 190318088683 | Oxygen Delivery Units, Controlled
| Fisher & Paykel Healthcare (USA) | MR850 | 211117593717 | Humidifiers, Artificial Airway, Heated
BS24005 | Philips Respironics | V60 | 100185511 | Ventilators, Noninvasive Positive Pressure
| Aerogen, Inc. | Aerogen Pro-X | AP-2525203 | Nebulizers
A53241 (2464) | Medtronic Inc | PB980 | 35B2202770 | Ventilators, Intensive Care
BS34699 | Fisher & Paykel Healthcare (USA) | AIRVO 2 | 200729154299 | Oxygen Delivery Units, Controlled
| Aerogen, Inc. | Aerogen Pro-X | AP-2525205 | Nebulizers
BS34579 | Aerogen, Inc. | Aerogen Pro-X | AP-2007846 | Nebulizers
B16597 | Philips Respironics | V60 | 100095093 | Ventilators, Noninvasive Positive Pressure
BS34617 | Aerogen, Inc. | Aerogen Pro-X | AP-2007850 | Nebulizers
| Aerogen, Inc. | Aerogen Pro-X | AP-2525376 | Nebulizers
| Precision Medical Inc | Low-Flow Air Oxygen Blender | BL011736 | Compressed Gas Proportioners, Oxygen-Air
| Hill-Rom Services, Inc. | The Vest Airway Clearance System | 32-22834 | Airway Clearance Units, High-Frequency Chest Wall Oscillation, Percussion
| Aerogen, Inc. | Aerogen Pro-X | AP-2523973 | Nebulizers
BN12623 | Bird Products Corp | UltraBlender | AJF03690 | Compressed Gas Proportioners, Oxygen-Air
| Aerogen, Inc. | Aerogen Pro-X | AP-2528711 | Nebulizers
| Aerogen, Inc. | Aerogen Pro-X | AP-2523950 | Nebulizers
| Aerogen, Inc. | Aerogen Pro-X | AP-2529566 | Nebulizers
| Philips Respironics | V60 | 100119217 | Ventilators, Noninvasive Positive Pressure
| Aerogen, Inc. | Aerogen Pro-X | AP-2524050 | Nebulizers
A53284 | IMT MEDICAL | bellavista 1000 | MB431995 | Ventilators, Intensive Care
| Aerogen, Inc. | Aerogen Pro-X | AP-2526532 | Nebulizers
| Philips Respironics | V60 | 100152936 | Ventilators, Noninvasive Positive Pressure
| Aerogen, Inc. | Aerogen Pro-X | AP-2526534 | Nebulizers
| Aerogen, Inc. | Aerogen Pro-X | AP-2525189 | Nebulizers
| Aerogen, Inc. | Aerogen Pro-X | AP-2526533 | Nebulizers
A53242 (2462) | Medtronic Inc | PB980 | 35B2202762 | Ventilators, Intensive Care
BS34645 | Fisher & Paykel Healthcare (USA) | AIRVO 2 | 2006191415411 | Oxygen Delivery Units, Controlled
| Maxtec | MaxO2 ME | HH62699017 | Monitors, Physiologic, Respiration, Respiratory Gas, Inspired Oxygen, Bedside/Intraoperative
RPX 0371 | Philips Respironics | V60 | 201001672 | Ventilators, Noninvasive Positive Pressure
| Aerogen, Inc. | Aerogen Pro-X | AP-2525193 | Nebulizers
BL32335 | Percussionaire Corp. | IPV-2C | IPV2CM00709 | Ventilators, Intensive Care, Adult, High-Frequency
| Aerogen, Inc. | Aerogen Pro-X | AP-2523974 | Nebulizers
| Aerogen, Inc. | Aerogen Pro-X | AP-2525186 | Nebulizers
| Aerogen, Inc. | Aerogen Pro-X | AP-2525187 | Nebulizers
| Aerogen, Inc. | Aerogen Pro-X | AP-2523976 | Nebulizers
BN29324 | Med Systems | Fluid-Flo Percussor | 21948 | Percussors, Manual, Airway Clearance
| Fisher & Paykel Healthcare (USA) | MR850 | 211117593733 | Humidifiers, Artificial Airway, Heated
BS23031 | Philips Respironics | V60 | 100152782 | Ventilators, Noninvasive Positive Pressure
| Aerogen, Inc. | Aerogen Pro-X | AP-2526553 | Nebulizers
BS22936 | Philips Respironics | V60 | 100119221 | Ventilators, Noninvasive Positive Pressure
A53214 (2447) | Medtronic Inc | PB980 | 35B2202488 | Ventilators, Intensive Care
| Aerogen, Inc. | Aerogen Pro-X | AP-2528664 | Nebulizers
A53280 | IMT MEDICAL | bellavista 1000 | MB431982 | Ventilators, Intensive Care
| Fisher & Paykel Healthcare (USA) | AIRVO 2 | 200729154167 | Oxygen Delivery Units, Controlled
| Aerogen, Inc. | Aerogen Pro-X | AP-2525191 | Nebulizers
| Bird Products Corp | 3800 MicroBlender | KGF05361 | Compressed Gas Proportioners, Oxygen-Air
BS34610 | Aerogen, Inc. | Aerogen Pro-X | AP-2007867 | Nebulizers
BS27954 | Aerogen, Inc. | Aerogen Pro-X | AP-1900368 | Nebulizers
BN22647 | Precision Medical Inc | Low-Flow Air Oxygen Blender | BL011740 | Compressed Gas Proportioners, Oxygen-Air
| Aerogen, Inc. | Aerogen Pro-X | AP-2527880 | Nebulizers
BN29323 | Med Systems | Fluid-Flo Percussor | 21947 | Percussors, Manual, Airway Clearance
| Aerogen, Inc. | Aerogen Pro-X | AP-2525204 | Nebulizers
BS34680 | Fisher & Paykel Healthcare (USA) | AIRVO 2 | 200706000000 | Oxygen Delivery Units, Controlled
BS35524 | Fisher & Paykel Healthcare (USA) | AIRVO 2 | 200810000000.00003 | Oxygen Delivery Units, Controlled
| Aerogen, Inc. | Aerogen Pro-X | AP-2525357 | Nebulizers
BS34621 | Aerogen, Inc. | Aerogen Pro-X | AP-2007864 | Nebulizers
2013 | Medtronic Inc | PB980 | 35B2003103 | Ventilators, Intensive Care
| Aerogen, Inc. | Aerogen Pro-X | AP-2525366 | Nebulizers
BS34704 | Fisher & Paykel Healthcare (USA) | AIRVO 2 | 200729154100 | Oxygen Delivery Units, Controlled
BS34683 | Fisher & Paykel Healthcare (USA) | AIRVO 2 | 200706146719 | Oxygen Delivery Units, Controlled
| Aerogen, Inc. | Aerogen Pro-X | AP-2525368 | Nebulizers
#18 - A53197 | Zoll Medical Corp | Z Vent | AY22K050016 | Ventilators, Transport
A53254 (2001) | Medtronic Inc | PB980 | 35B2001725 | Ventilators, Intensive Care
A53250 (2466) | Medtronic Inc | PB980 | 35B2202796 | Ventilators, Intensive Care
B16791 | Tripp Lite | PS-415-HG | 3020AVHIB882901304 | Electrical Power Strips
| Aerogen, Inc. | Aerogen Pro-X | AP-2525347 | Nebulizers
BN22305 | Precision Medical Inc | Low-Flow Air Oxygen Blender | BL010087 | Compressed Gas Proportioners, Oxygen-Air
BS27961 | Aerogen, Inc. | Aerogen Pro-X | AP-1900359 | Nebulizers
BS27758 | Fisher & Paykel Healthcare (USA) | AIRVO 2 | 201203221055 | Oxygen Delivery Units, Controlled
BS34701 | Fisher & Paykel Healthcare (USA) | AIRVO 2 | 200729154142 | Oxygen Delivery Units, Controlled
RPX-1373 | Philips Respironics | V60 | 100077808 | Ventilators, Noninvasive Positive Pressure
BS34649 | Fisher & Paykel Healthcare (USA) | AIRVO 2 | 200619141474 | High-flow Oxygen Therapy Units
| Aerogen, Inc. | Aerogen Pro-X | AP-2525355 | Nebulizers
| Aerogen, Inc. | Aerogen Pro-X | AP-2527780 | Nebulizers
BS27967 | Aerogen, Inc. | Aerogen Pro-X | AP-1900640 | Nebulizers
BS34707 | Fisher & Paykel Healthcare (USA) | AIRVO 2 | 20072954333 | Oxygen Delivery Units, Controlled
BS33091 | Aerogen, Inc. | Aerogen Pro-X | AP-194667 | Nebulizers
| Tripp Lite | PS410HGOEMX | 3203APVIB888104579 | Power Supplies
BS35533 | Fisher & Paykel Healthcare (USA) | AIRVO 2 | 200805156475 | Oxygen Delivery Units, Controlled
| Bird Products Corp | 3800 MicroBlender | KGF04104 | Compressed Gas Proportioners, Oxygen-Air
| Aerogen, Inc. | Aerogen Pro-X | AP-2523962 | Nebulizers
BN29319 | VYAIRE MEDICAL | MicroPlus | 13555 | Spirometers, Diagnostic
| Aerogen, Inc. | Aerogen Pro-X | AP-2528709 | Nebulizers
A53198 (2340) | Medtronic Inc | PB980 | 35B2201707 | Ventilators, Intensive Care
| Aerogen, Inc. | Aerogen Pro-X | AP-2523949 | Nebulizers
| Aerogen, Inc. | Aerogen Pro-X | AP-2527789 | Nebulizers
| Smiths Medical | paraPAC Plus | 1503182 | Ventilators, Transport
BN22314 | Precision Medical Inc | Low-Flow Air Oxygen Blender | BL010071 | Compressed Gas Proportioners, Oxygen-Air
| Aerogen, Inc. | Aerogen Pro-X | AP-2525367 | Nebulizers
A53199 (2338) | Medtronic Inc | PB980 | 35B2201691 | Ventilators, Intensive Care
BN27139 | Aerogen, Inc. | Aerogen Pro-X | AP-1506111 | Nebulizers
BS34651 | Fisher & Paykel Healthcare (USA) | AIRVO 2 | 200619141436 | Oxygen Delivery Units, Controlled
A53203 (2343$) | Medtronic Inc | PB980 | 35B2201706 | Ventilators, Intensive Care
191743 | Percussionaire Corp. | IPV-2C | IPV2CM00765 | Ventilators, Intensive Care, Adult, High-Frequency
| Med Systems | Fluid-Flo Percussor | 27144 | Percussors, Manual, Airway Clearance
A53238 (2460) | Medtronic Inc | PB980 | 35B2202760 | Ventilators, Intensive Care
| Precision Medical Inc | Low-Flow Air Oxygen Blender | BL011682 | Compressed Gas Proportioners, Oxygen-Air
| Aerogen, Inc. | Aerogen Pro-X | AP-2528698 | Nebulizers
| Aerogen, Inc. | Aerogen Pro-X | AP-2525197 | Nebulizers
| Aerogen, Inc. | Aerogen Pro-X | AP-2526770 | Nebulizers
| Aerogen, Inc. | Aerogen Pro-X | AP-2528718 | Nebulizers
BS34641 | Fisher & Paykel Healthcare (USA) | AIRVO 2 | 200619000000 | Oxygen Delivery Units, Controlled
BS34642 | Fisher & Paykel Healthcare (USA) | AIRVO 2 | 200619141523 | Oxygen Delivery Units, Controlled
| Aerogen, Inc. | Aerogen Pro-X | AP-2525352 | Nebulizers
| Aerogen, Inc. | Aerogen Pro-X | AP-2526531 | Nebulizers
| Aerogen, Inc. | Aerogen Pro-X | AP-2526548 | Nebulizers
BS30815 | Fisher & Paykel Healthcare (USA) | AIRVO 2 | 190318000000 | Oxygen Delivery Units, Controlled
| Aerogen, Inc. | Aerogen Pro-X | AP-2529567 | Nebulizers
| Aerogen, Inc. | Aerogen Pro-X | AP-2529631 | Nebulizers
BS34674 | Fisher & Paykel Healthcare (USA) | AIRVO 2 | 200706146688 | Oxygen Delivery Units, Controlled
| Aerogen, Inc. | Aerogen Pro-X | AP-2526161 | Nebulizers
| Zoll Medical Corp | Z Vent | L-AY19K009236 | Ventilators, Transport
B38952 | Smiths Medical | paraPAC Plus | 1501334 | Ventilators, Transport
| Aerogen, Inc. | Aerogen Pro-X | AP-2526809 | Nebulizers
A53216 (2449) | Medtronic Inc | PB980 | 35B2202482 | Ventilators, Intensive Care
BS34709 | Fisher & Paykel Healthcare (USA) | AIRVO 2 | 200805000000 | Oxygen Delivery Units, Controlled
| Aerogen, Inc. | Aerogen Pro-X | AP-2526616 | Nebulizers
A53282 | IMT MEDICAL | bellavista 1000 | MB431999 | Ventilators, Intensive Care
| Aerogen, Inc. | Aerogen Pro-X | AP-2526810 | Nebulizers
| Aerogen, Inc. | Aerogen Pro-X | AP-2526768 | Nebulizers
| Aerogen, Inc. | Aerogen Pro-X | AP-2528720 | Nebulizers
A53260 | Medtronic Inc | PB980 | 35B2002197 | Ventilators, Intensive Care
| Aerogen, Inc. | Aerogen Pro-X | AP-2528670 | Nebulizers
| Aerogen, Inc. | Aerogen Pro-X | AP-2525929 | Nebulizers
| Aerogen, Inc. | Aerogen Pro-X | AP-2527773 | Nebulizers
| Aerogen, Inc. | Aerogen Pro-X | AP-2527810 | Nebulizers
| Percussionaire Corp. | IPV-2C | IPV2CM00822 | Ventilators, Intensive Care, Adult, High-Frequency
A53235 (2450) | Medtronic Inc | PB980 | 35B2202802 | Ventilators, Intensive Care
BS19454 | Masimo Corp. | Radical Docking Station RDS-3 | 158549 | Dock/Battery Chargers
| Fisher & Paykel Healthcare (USA) | MR850 | 160927296466 | Humidifiers, Artificial Airway, Heated
BS34624 | Aerogen, Inc. | Aerogen Pro-X | AP-2007868 | Nebulizers
| Aerogen, Inc. | Aerogen Pro-X | AP-2528704 | Nebulizers
A53288 | IMT MEDICAL | bellavista 1000 | MB431987 | Ventilators, Intensive Care
BN22313 | Precision Medical Inc | Low-Flow Air Oxygen Blender | BL010086 | Compressed Gas Proportioners, Oxygen-Air
| Aerogen, Inc. | Aerogen Pro-X | AP-2526779 | Nebulizers
| Aerogen, Inc. | Aerogen Pro-X | AP-2527801 | Nebulizers
| Aerogen, Inc. | Aerogen Pro-X | AP-2526771 | Nebulizers
| Aerogen, Inc. | Aerogen Pro-X | AP-2528717 | Nebulizers
| Aerogen, Inc. | Aerogen Pro-X | AP-2525198 | Nebulizers
BS35536 | Fisher & Paykel Healthcare (USA) | AIRVO 2 | 200805156675 | Oxygen Delivery Units, Controlled
| Percussionaire Corp. | IPV-2C | IPV2CM00820 | Ventilators, Intensive Care, Adult, High-Frequency
B16758 | Fisher & Paykel Healthcare (USA) | MR850 | 211117593718 | Humidifiers, Artificial Airway, Heated
BS27974 | Aerogen, Inc. | Aerogen Pro-X | AP-1900616 | Nebulizers
| VYAIRE MEDICAL | 3100A | AFW01062 | Ventilators, Intensive Care, Neonatal/Pediatric, High-Frequency
| Fisher & Paykel Healthcare (USA) | MR850 | 211117593769 | Humidifiers, Artificial Airway, Heated
2004 | Medtronic Inc | PB980 | 35B2001909 | Ventilators, Intensive Care
2947831 USMedEquip | Medtronic Inc | 840 | L- 3510064803 | Ventilators, Intensive Care
| Aerogen, Inc. | Aerogen Pro-X | AP-2525351 | Nebulizers
A35308 | Respironics Inc | CoughAssist | 023513 | Positive Airway Pressure Units, Intermittent
BS34626 | Aerogen, Inc. | Aerogen Pro-X | AP-2007863 | Nebulizers
B12121 | VYAIRE MEDICAL | Bird 3800A | KEF11255 | Compressed Gas Proportioners, Oxygen-Air
| Aerogen, Inc. | Aerogen Pro-X | AP-2525945 | Nebulizers
A53247 (2452) | Medtronic Inc | PB980 | 35B2202754 | Ventilators, Intensive Care
| Aerogen, Inc. | Aerogen Pro-X | AP-2526803 | Nebulizers
B16800 | Fisher & Paykel Healthcare (USA) | MR850 | 211117001784 | Humidifiers, Artificial Airway, Heated
A53236 (2456) | Medtronic Inc | PB980 | 35B2202785 | Ventilators, Intensive Care
| Precision Medical Inc | Low-Flow Air Oxygen Blender | BL010085 | Compressed Gas Proportioners, Oxygen-Air
BS25149 | Bird Products Corp | 3800 MicroBlender | KGF04105 | Compressed Gas Proportioners, Oxygen-Air
BS35518 | Fisher & Paykel Healthcare (USA) | AIRVO 2 | 200805156663 | Oxygen Delivery Units, Controlled
A53276 (2016) | Medtronic Inc | PB980 | 35B2009810 | Ventilators, Intensive Care
| Aerogen, Inc. | Aerogen Pro-X | AP-2525941 | Nebulizers
| Aerogen, Inc. | Aerogen Pro-X | AP-2523960 | Nebulizers
BS24007 | Philips Respironics | V60 | 100185163 | Ventilators, Noninvasive Positive Pressure
A34284 (2234) | Medtronic Inc | PB980 | 35B2200731 | Ventilators, Intensive Care
| Aerogen, Inc. | Aerogen Pro-X | AP-2526785 | Nebulizers
| Percussionaire Corp. | IPV-2C | IPV2CM00818 | Ventilators, Intensive Care, Adult, High-Frequency
| Fisher & Paykel Healthcare (USA) | MR850 | 211117593721 | Humidifiers, Artificial Airway, Heated
| Fisher & Paykel Healthcare (USA) | MR850 | 211117593763 | Humidifiers, Artificial Airway, Heated
| Fisher & Paykel Healthcare (USA) | MR850 | 211117597386 | Humidifiers, Artificial Airway, Heated
| Fisher & Paykel Healthcare (USA) | MR850 | 211117593747 | Humidifiers, Artificial Airway, Heated
| Fisher & Paykel Healthcare (USA) | MR850 | 211117593707 | Humidifiers, Artificial Airway, Heated
| Fisher & Paykel Healthcare (USA) | MR850 | 200813464820 | Humidifiers, Artificial Airway, Heated
| Fisher & Paykel Healthcare (USA) | MR850 | 211117593755 | Humidifiers, Artificial Airway, Heated
| Fisher & Paykel Healthcare (USA) | MR850 | 211117593706 | Humidifiers, Artificial Airway, Heated
| Fisher & Paykel Healthcare (USA) | MR850 | 211117593724 | Humidifiers, Artificial Airway, Heated
| Precision Medical Inc | Low-Flow Air Oxygen Blender | BL011738 | Compressed Gas Proportioners, Oxygen-Air
| Fisher & Paykel Healthcare (USA) | MR850 | 211117593727 | Humidifiers, Artificial Airway, Heated
| Fisher & Paykel Healthcare (USA) | MR850 | 211117593784 | Humidifiers, Artificial Airway, Heated
| Fisher & Paykel Healthcare (USA) | MR850 | 211117593716 | Humidifiers, Artificial Airway, Heated
BS24554 | Bird Products Corp | 3800 MicroBlender | KGF04108 | Compressed Gas Proportioners, Oxygen-Air
| Fisher & Paykel Healthcare (USA) | MR850 | 211117593731 | Humidifiers, Artificial Airway, Heated
BS27970 | Aerogen, Inc. | Aerogen Pro-X | AP-1900619 | Nebulizers
| Fisher & Paykel Healthcare (USA) | MR850 | 211117593767 | Humidifiers, Artificial Airway, Heated
| Fisher & Paykel Healthcare (USA) | MR850 | 211117593761 | Humidifiers, Artificial Airway, Heated
| Aerogen, Inc. | Aerogen Pro-X | AP-2525365 | Nebulizers
A34055 (2018) | Medtronic Inc | PB980 | 35B2009809 | Ventilators, Intensive Care
BS34715 | Fisher & Paykel Healthcare (USA) | AIRVO 2 | 200729154345 | Oxygen Delivery Units, Controlled
A53215 (2448) | Medtronic Inc | PB980 | 35B2202479 | Ventilators, Intensive Care
| Percussionaire Corp. | IPV-2C | IPV2CM00812 | Ventilators, Intensive Care, Adult, High-Frequency
BN22666 | Maxtec | MaxO2+AE | XC88099014 | Monitors, Physiologic, Respiration, Respiratory Gas, Inspired Oxygen, Bedside/Intraoperative
| Aerogen, Inc. | Aerogen Pro-X | AP-2525940 | Nebulizers
B16736 | Fisher & Paykel Healthcare (USA) | MR850 | 211117593778 | Humidifiers, Artificial Airway, Heated
| Fisher & Paykel Healthcare (USA) | MR850 | 211117593738 | Humidifiers, Artificial Airway, Heated
| Fisher & Paykel Healthcare (USA) | MR850 | 150209234527 | Humidifiers, Artificial Airway, Heated
| Fisher & Paykel Healthcare (USA) | MR850 | 160927296475 | Humidifiers, Artificial Airway, Heated
| Fisher & Paykel Healthcare (USA) | MR850 | 211117593753 | Humidifiers, Artificial Airway, Heated
| Fisher & Paykel Healthcare (USA) | MR850 | 211117593729 | Humidifiers, Artificial Airway, Heated
| Fisher & Paykel Healthcare (USA) | MR850 | 211117593744 | Humidifiers, Artificial Airway, Heated
BS25648 | VYAIRE MEDICAL | Micro 1 | 122-10485 | Spirometers, Diagnostic
| Fisher & Paykel Healthcare (USA) | MR850 | 211117001792 | Humidifiers, Artificial Airway, Heated
| Fisher & Paykel Healthcare (USA) | MR850 | 211117593725 | Humidifiers, Artificial Airway, Heated
| Fisher & Paykel Healthcare (USA) | MR850 | 211117593776 | Humidifiers, Artificial Airway, Heated
| Fisher & Paykel Healthcare (USA) | MR850 | 211117001791 | Humidifiers, Artificial Airway, Heated
B12437 | Aerogen, Inc. | Aerogen Pro-X | AP-2018574 | Nebulizers
B16699 | Fisher & Paykel Healthcare (USA) | MR850 | 211117593728 | Humidifiers, Artificial Airway, Heated
| Fisher & Paykel Healthcare (USA) | MR850 | 211117593742 | Humidifiers, Artificial Airway, Heated
BN22307 | Precision Medical Inc | Low-Flow Air Oxygen Blender | BL010075 | Compressed Gas Proportioners, Oxygen-Air
| Fisher & Paykel Healthcare (USA) | MR850 | 211117593771 | Humidifiers, Artificial Airway, Heated
A53248 (2458) | Medtronic Inc | PB980 | 35B2202751 | Ventilators, Intensive Care
| Fisher & Paykel Healthcare (USA) | MR850 | 211117593723 | Humidifiers, Artificial Airway, Heated
| Fisher & Paykel Healthcare (USA) | MR850 | 211117593785 | Humidifiers, Artificial Airway, Heated
| Fisher & Paykel Healthcare (USA) | MR850 | 211117593766 | Humidifiers, Artificial Airway, Heated
B16804 | Fisher & Paykel Healthcare (USA) | MR850 | 211117001770 | Humidifiers, Artificial Airway, Heated
| Bird Products Corp | 3800 MicroBlender | KGF03722 | Compressed Gas Proportioners, Oxygen-Air
B16705 | Fisher & Paykel Healthcare (USA) | MR850 | 211117593787 | Humidifiers, Artificial Airway, Heated
B16741 | Fisher & Paykel Healthcare (USA) | MR850 | 211117593741 | Humidifiers, Artificial Airway, Heated
A53252 | Medtronic Inc | PB980 | 35B2001907 | Ventilators, Intensive Care
| Fisher & Paykel Healthcare (USA) | MR850 | 211117593735 | Humidifiers, Artificial Airway, Heated
| Bird Products Corp | UltraBlender | AJF03361 | Compressed Gas Proportioners, Oxygen-Air
| Aerogen, Inc. | Aerogen Pro-X | AP-2522457 | Nebulizers
| Percussionaire Corp. | IPV-2C | IPV2CM00710 | Ventilators, Intensive Care, Adult, High-Frequency
B16709 | Fisher & Paykel Healthcare (USA) | MR850 | 211117593749 | Humidifiers, Artificial Airway, Heated
B16689 | Fisher & Paykel Healthcare (USA) | MR850 | 211117593736 | Humidifiers, Artificial Airway, Heated
| Fisher & Paykel Healthcare (USA) | MR850 | 211117001781 | Humidifiers, Artificial Airway, Heated
| Aerogen, Inc. | Aerogen Pro-X | AP-2526777 | Nebulizers
| Aerogen, Inc. | Aerogen Pro-X | AP-2524060 | Nebulizers
BS25615 | VYAIRE MEDICAL | Micro 1 | 122-09109 | Spirometers, Diagnostic
B16748 | Fisher & Paykel Healthcare (USA) | MR850 | 211117593775 | Humidifiers, Artificial Airway, Heated
BS23032 | Philips Respironics | V60 | 100152923 | Ventilators, Noninvasive Positive Pressure
| Aerogen, Inc. | Aerogen Pro-X | AP-2522454 | Nebulizers
| Aerogen, Inc. | Aerogen Pro-X | AP-2522455 | Nebulizers
| Aerogen, Inc. | Aerogen Pro-X | AP-2522459 | Nebulizers
| Aerogen, Inc. | Aerogen Pro-X | AP-2522509 | Nebulizers
| Aerogen, Inc. | Aerogen Pro-X | AP-2522510 | Nebulizers
| Aerogen, Inc. | Aerogen Pro-X | AP-2522460 | Nebulizers
B16757 | Fisher & Paykel Healthcare (USA) | MR850 | 211117593788 | Humidifiers, Artificial Airway, Heated
B16692 | Fisher & Paykel Healthcare (USA) | MR850 | 211117593789 | Humidifiers, Artificial Airway, Heated
| Med Systems | Fluid-Flo Percussor | 21858 | Percussors, Manual, Airway Clearance
| Aerogen, Inc. | Aerogen Pro-X | AP-2523947 | Nebulizers
| Hamilton Medical Inc | HAMILTON-T1 | 26184 | Ventilators, Intensive Care
| Fisher & Paykel Healthcare (USA) | MR850 | 211117593765 | Humidifiers, Artificial Airway, Heated
| Aerogen, Inc. | Aerogen Pro-X | AP-2522448 | Nebulizers
| Aerogen, Inc. | Aerogen Pro-X | AP-2522438 | Nebulizers
| Aerogen, Inc. | Aerogen Pro-X | AP-2522439 | Nebulizers
| Aerogen, Inc. | Aerogen Pro-X | AP-2521877 | Nebulizers
| Aerogen, Inc. | Aerogen Pro-X | AP-2522452 | Nebulizers
| Aerogen, Inc. | Aerogen Pro-X | AP-2522449 | Nebulizers
| Aerogen, Inc. | Aerogen Pro-X | AP-2522461 | Nebulizers
| Aerogen, Inc. | Aerogen Pro-X | AP-2522458 | Nebulizers
| Aerogen, Inc. | Aerogen Pro-X | AP-2522437 | Nebulizers
| Aerogen, Inc. | Aerogen Pro-X | AP-2522443 | Nebulizers
| Aerogen, Inc. | Aerogen Pro-X | AP-2522462 | Nebulizers
| Aerogen, Inc. | Aerogen Pro-X | AP-2522463 | Nebulizers
| Aerogen, Inc. | Aerogen Pro-X | AP-2522456 | Nebulizers
| Aerogen, Inc. | Aerogen Pro-X | AP-2522426 | Nebulizers
| Aerogen, Inc. | Aerogen Pro-X | AP-2522427 | Nebulizers
| Aerogen, Inc. | Aerogen Pro-X | AP-2521882 | Nebulizers
| Aerogen, Inc. | Aerogen Pro-X | AP-2522508 | Nebulizers
| Aerogen, Inc. | Aerogen Pro-X | AP-2522446 | Nebulizers
| Aerogen, Inc. | Aerogen Pro-X | AP-2522515 | Nebulizers
| Aerogen, Inc. | Aerogen Pro-X | AP-2522506 | Nebulizers
| Aerogen, Inc. | Aerogen Pro-X | AP-2522451 | Nebulizers
| Aerogen, Inc. | Aerogen Pro-X | AP-2522464 | Nebulizers
| Aerogen, Inc. | Aerogen Pro-X | AP-2522524 | Nebulizers
| Aerogen, Inc. | Aerogen Pro-X | AP-2007856 | Nebulizers
| Aerogen, Inc. | Aerogen Pro-X | AP-2522445 | Nebulizers
| Aerogen, Inc. | Aerogen Pro-X | AP-2522430 | Nebulizers
A53237 (2459) | Medtronic Inc | PB980 | 35B2202765 | Ventilators, Intensive Care
191742 | Percussionaire Corp. | IPV-2C | IPV2CM00769 | Ventilators, Intensive Care, Adult, High-Frequency
B16781 | Fisher & Paykel Healthcare (USA) | MR850 | 211117001761 | Humidifiers, Artificial Airway, Heated
BS34622 | Aerogen, Inc. | Aerogen Pro-X | AP-2007855 | Nebulizers
BS34716 | Fisher & Paykel Healthcare (USA) | AIRVO 2 | 200729154337 | Oxygen Delivery Units, Controlled
| Precision Medical Inc | Low-Flow Air Oxygen Blender | BL011739 | Compressed Gas Proportioners, Oxygen-Air
| Hill-Rom Services, Inc. | The Vest Airway Clearance System | 53-24585 | Airway Clearance Units, High-Frequency Chest Wall Oscillation, Percussion
| Aerogen, Inc. | Aerogen Pro-X | AP-2525935 | Nebulizers
BN22663 | Maxtec | MaxO2+AE | XC8809013 | Monitors, Physiologic, Respiration, Respiratory Gas, Inspired Oxygen, Bedside/Intraoperative
| Fisher & Paykel Healthcare (USA) | AIRVO 2 | 210930313138 | High-flow Oxygen Therapy Units
BS33077 | Hillrom Co Inc. | The Vest Airway Clearance System | 53-23092 | Airway Clearance Units, High-Frequency Chest Wall Oscillation, Vest
| Aerogen, Inc. | Aerogen Pro-X | AP-2525999 | Nebulizers
| Aerogen, Inc. | Aerogen Pro-X | AP-2527774 | Nebulizers
BS30829 | Bird Products Corp | 3800 MicroBlender | KGF04372 | Compressed Gas Proportioners, Oxygen-Air
| Fisher & Paykel Healthcare (USA) | MR850 | 211117593746 | Humidifiers, Artificial Airway, Heated
| Aerogen, Inc. | Aerogen Pro-X | AP-2526778 | Nebulizers
BS34646 | Fisher & Paykel Healthcare (USA) | AIRVO 2 | 200619000000 | Oxygen Delivery Units, Controlled
BS35523 | Fisher & Paykel Healthcare (USA) | AIRVO 2 | 200810000000.00003 | Oxygen Delivery Units, Controlled
BS27987 | Fisher & Paykel Healthcare (USA) | AIRVO 2 | 160406000000 | Oxygen Delivery Units, Controlled
| Fisher & Paykel Healthcare (USA) | MR850 | 211117593762 | Humidifiers, Artificial Airway, Heated
BS30817 | Fisher & Paykel Healthcare (USA) | AIRVO 2 | 190318088657 | Oxygen Delivery Units, Controlled
| Fisher & Paykel Healthcare (USA) | MR850 | 211117001793 | Humidifiers, Artificial Airway, Heated
A34285 | Medtronic Inc | PB980 | 35B2200736 | Ventilators, Intensive Care
| Aerogen, Inc. | Aerogen Pro-X | AP-2526804 | Nebulizers
| Aerogen, Inc. | Aerogen Pro-X | AP-2525934 | Nebulizers
B16690 | Fisher & Paykel Healthcare (USA) | MR850 | 211117593764 | Humidifiers, Artificial Airway, Heated
| Aerogen, Inc. | Aerogen Pro-X | AP-2527910 | Nebulizers
BS35521 | Fisher & Paykel Healthcare (USA) | AIRVO 2 | 200810000000.00003 | Oxygen Delivery Units, Controlled
BS34713 | Fisher & Paykel Healthcare (USA) | AIRVO 2 | 200728999999.99997 | Oxygen Delivery Units, Controlled
BS33089 | Aerogen, Inc. | Aerogen Pro-X | AP-1405157 | Nebulizers
BN22629 | Maxtec | MaxO2+AE | XB59799017 | Monitors, Physiologic, Respiration, Respiratory Gas, Inspired Oxygen, Bedside/Intraoperative
B16718 | Fisher & Paykel Healthcare (USA) | MR850 | 211117001786 | Humidifiers, Artificial Airway, Heated
| Philips Respironics | V60 | L-100171539 | Ventilators, Noninvasive Positive Pressure
| Philips Respironics | V60 | L-100262202 | Ventilators, Noninvasive Positive Pressure
| Philips Respironics | V60 | L-100222222 | Ventilators, Noninvasive Positive Pressure
| Philips Respironics | V60 | L-100065810 | Ventilators, Noninvasive Positive Pressure
| Philips Respironics | V60 | L-100245514 | Ventilators, Noninvasive Positive Pressure
| Philips Respironics | V60 | L-100177407 | Ventilators, Noninvasive Positive Pressure
| Percussionaire Corp. | IPV-2C | IPV2C0248 | Ventilators, Intensive Care, Adult, High-Frequency
A53261 (2015) | Medtronic Inc | PB980 | 35B2003214 | Ventilators, Intensive Care
B16773 | Fisher & Paykel Healthcare (USA) | MR850 | 211117001804 | Humidifiers, Artificial Airway, Heated
| Aerogen, Inc. | Aerogen Pro-X | AP-2525356 | Nebulizers
A53201 (2339$) | Medtronic Inc | PB980 | 35B2201703 | Ventilators, Intensive Care
B16725 | Fisher & Paykel Healthcare (USA) | MR850 | 211117593777 | Humidifiers, Artificial Airway, Heated
| VYAIRE MEDICAL | 3100A | BAW01239 | Ventilators, Intensive Care, Neonatal/Pediatric, High-Frequency
| Precision Medical Inc | Low-Flow Air Oxygen Blender | BL010082 | Compressed Gas Proportioners, Oxygen-Air
BS34681 | Fisher & Paykel Healthcare (USA) | AIRVO 2 | 200706146634 | Oxygen Delivery Units, Controlled
B16763 | Fisher & Paykel Healthcare (USA) | MR850 | 211117593760 | Humidifiers, Artificial Airway, Heated
| Aerogen, Inc. | Aerogen Pro-X | AP-2528662 | Nebulizers
| Aerogen, Inc. | Aerogen Pro-X | AP-2526001 | Nebulizers
B16713 | Fisher & Paykel Healthcare (USA) | MR850 | 211117593701 | Humidifiers, Artificial Airway, Heated
A53281 | IMT MEDICAL | bellavista 1000 | MB431983 | Ventilators, Intensive Care
BS34650 | Fisher & Paykel Healthcare (USA) | AIRVO 2 | 200619141456 | Oxygen Delivery Units, Controlled
| Percussionaire Corp. | IPV-2C | IPV2CM00817 | Ventilators, Intensive Care, Adult, High-Frequency
BS35535 | Fisher & Paykel Healthcare (USA) | AIRVO 2 | 200805000000 | Oxygen Delivery Units, Controlled
| Aerogen, Inc. | Aerogen Pro-X | AP-2527812 | Nebulizers
BS24003 | Philips Respironics | V60 | 100184967 | Ventilators, Noninvasive Positive Pressure
| Aerogen, Inc. | Aerogen Pro-X | AP-2527807 | Nebulizers
BN24910 | Aerogen, Inc. | Aerogen Pro-X | AP-1506112 | Nebulizers
A53257 | Medtronic Inc | PB980 | 35B2002434 | Ventilators, Intensive Care
A53240 (2455) | Medtronic Inc | PB980 | 35B2202768 | Ventilators, Intensive Care
BN20046 | Maxtec | OM-25ME | LL16599093 | Monitors, Physiologic, Respiration, Respiratory Gas, Inspired Oxygen, Bedside/Intraoperative
2017 | Medtronic Inc | PB980 | 35B2009808 | Ventilators, Intensive Care
A34289 (2230) | Medtronic Inc | PB980 | 35B2200748 | Ventilators, Intensive Care
| Zoll Medical Corp | Z Vent | AY21B046064 | Ventilators, Transport
BS34959\A107190 | Bird Products Corp | 3800 MicroBlender | KGF04366 | Compressed Gas Proportioners, Oxygen-Air
BS19426 | Masimo Corp. | Radical Docking Station RDS-3 | 158648 | Dock/Battery Chargers
BS34706 | Fisher & Paykel Healthcare (USA) | AIRVO 2 | 200728999999.99997 | Oxygen Delivery Units, Controlled
B41251 | Aerogen, Inc. | Aerogen Pro-X | AP-040092 | Nebulizers
BS27977 | Aerogen, Inc. | Aerogen Pro-X | AP-1900618 | Nebulizers
| Precision Medical Inc | Low-Flow Air Oxygen Blender | BL010083 | Compressed Gas Proportioners, Oxygen-Air
191744 | Percussionaire Corp. | IPV-2C | IPV2CM00767 | Ventilators, Intensive Care, Adult, High-Frequency
BN21235 | VYAIRE MEDICAL | Bird MicroBlender | AJF05419 | Compressed Gas Proportioners, Oxygen-Air
| Aerogen, Inc. | Aerogen Pro-X | AP-2525370 | Nebulizers
| Philips Respironics | V60 | 100095099 | Ventilators, Noninvasive Positive Pressure
| Aerogen, Inc. | Aerogen Pro-X | AP-2527811 | Nebulizers
BS35534 | Fisher & Paykel Healthcare (USA) | AIRVO 2 | 200805156337 | Oxygen Delivery Units, Controlled
| Aerogen, Inc. | Aerogen Pro-X | AP-2523951 | Nebulizers
BS25614 | VYAIRE MEDICAL | Micro 1 | 122-09130 | Spirometers, Diagnostic
| Percussionaire Corp. | IPV-2C | IPV2CM00825 | Ventilators, Intensive Care, Adult, High-Frequency
| Aerogen, Inc. | Aerogen Pro-X | AP-2525201 | Nebulizers
A53190 | Zoll Medical Corp | Z Vent | AY22L050113 | Ventilators, Transport
A53246 (2463) | Medtronic Inc | PB980 | 35B2202784 | Ventilators, Intensive Care
| Philips Respironics | V60 | 100185396 | Ventilators, Noninvasive Positive Pressure
| Aerogen, Inc. | Aerogen Pro-X | AP-2525199 | Nebulizers
| Aerogen, Inc. | Aerogen Pro-X | AP-2526805 | Nebulizers
| Precision Medical Inc | Low-Flow Air Oxygen Blender | BL010073 | Compressed Gas Proportioners, Oxygen-Air
BS35527 | Fisher & Paykel Healthcare (USA) | AIRVO 2 | 200810157962 | Oxygen Delivery Units, Controlled
Bn22311 | Precision Medical Inc | High Flow Air-Oxygen Blender | BL010070 | Compressed Gas Proportioners, Oxygen-Air
| Aerogen, Inc. | Aerogen Pro-X | AP-2523970 | Nebulizers
| Precision Medical Inc | Low-Flow Air Oxygen Blender | BL011735 | Compressed Gas Proportioners, Oxygen-Air
| Aerogen, Inc. | Aerogen Pro-X | AP-2529632 | Nebulizers
A34054 (2012) | Medtronic Inc | PB980 | 35B2003206 | Ventilators, Intensive Care
| Aerogen, Inc. | Aerogen Pro-X | AP-2525364 | Nebulizers
BS34676 | Fisher & Paykel Healthcare (USA) | AIRVO 2 | 200706000000 | Oxygen Delivery Units, Controlled
| Aerogen, Inc. | Aerogen Pro-X | AP-2523971 | Nebulizers
| Percussionaire Corp. | IPV-2C | IPV2CM00824 | Ventilators, Intensive Care, Adult, High-Frequency
| Aerogen, Inc. | Aerogen Pro-X | AP-2525354 | Nebulizers
BN4480 | Bird Products Corp | 3800 MicroBlender | KGF04293 | Compressed Gas Proportioners, Oxygen-Air
| Aerogen, Inc. | Aerogen Pro-X | AP-2528712 | Nebulizers
| Aerogen, Inc. | Aerogen Pro-X | AP-2525353 | Nebulizers
| Percussionaire Corp. | IPV-2C | IPV2CM00816 | Ventilators, Intensive Care, Adult, High-Frequency
| Aerogen, Inc. | Aerogen Pro-X | AP-2527868 | Nebulizers
| Hillrom Co Inc. | The Vest Airway Clearance System | 53-24702 | Airway Clearance Units, High-Frequency Chest Wall Oscillation, Vest
BS34714 | Fisher & Paykel Healthcare (USA) | AIRVO 2 | 2007291544425 | Oxygen Delivery Units, Controlled
BS24272 | VYAIRE MEDICAL | Micro 1 | 122-10060 | Spirometers, Diagnostic
| Aerogen, Inc. | Aerogen Pro-X | AP-2520202 | Nebulizers
| Aerogen, Inc. | Aerogen Pro-X | AP-2527804 | Nebulizers
| Aerogen, Inc. | Aerogen Pro-X | AP-2528669 | Nebulizers
| Aerogen, Inc. | Aerogen Pro-X | AP-2527791 | Nebulizers
| Aerogen, Inc. | Aerogen Pro-X | AP-2528666 | Nebulizers
BS35529 | Fisher & Paykel Healthcare (USA) | AIRVO 2 | 200805000000 | Oxygen Delivery Units, Controlled
BN22312 | Precision Medical Inc | Low-Flow Air Oxygen Blender | BL010084 | Compressed Gas Proportioners, Oxygen-Air
BS35526 | Fisher & Paykel Healthcare (USA) | AIRVO 2 | 200810000000.00003 | Oxygen Delivery Units, Controlled
| Aerogen, Inc. | Aerogen Pro-X | AP-2528692 | Nebulizers
| Fisher & Paykel Healthcare (USA) | MR850 | 211117001787 | Humidifiers, Artificial Airway, Heated
| Fisher & Paykel Healthcare (USA) | MR850 | 211117593773 | Humidifiers, Artificial Airway, Heated
| Fisher & Paykel Healthcare (USA) | MR850 | 211117593719 | Humidifiers, Artificial Airway, Heated
| Fisher & Paykel Healthcare (USA) | MR850 | 211117593772 | Humidifiers, Artificial Airway, Heated
| Fisher & Paykel Healthcare (USA) | MR850 | 211117593790 | Humidifiers, Artificial Airway, Heated
BS34648 | Fisher & Paykel Healthcare (USA) | AIRVO 2 | 200619000000 | Oxygen Delivery Units, Controlled
A53191 | Zoll Medical Corp | Z Vent | AY22L050112 | Ventilators, Transport
BS34618 | Aerogen, Inc. | Aerogen Pro-X | AP-2007862 | Nebulizers
| Aerogen, Inc. | Aerogen Pro-X | AP-2525348 | Nebulizers
BS34703 | Fisher & Paykel Healthcare (USA) | AIRVO 2 | 200728999999.99997 | Oxygen Delivery Units, Controlled
BS22937 | Philips Respironics | V60 | 100119085 | Ventilators, Noninvasive Positive Pressure
| Aerogen, Inc. | Aerogen Pro-X | AP-2525196 | Nebulizers
| Philips Respironics | V60 | 100095094 | Ventilators, Noninvasive Positive Pressure
| Aerogen, Inc. | Aerogen Pro-X | AP-2525358 | Nebulizers
| Aerogen, Inc. | Aerogen Pro-X | AP-2526808 | Nebulizers
| Aerogen, Inc. | Aerogen Pro-X | AP-2526026 | Nebulizers
#7 | Zoll Medical Corp | Z Vent | AY21L047785 | Ventilators, Transport
| Aerogen, Inc. | Aerogen Pro-X | AP-2527803 | Nebulizers
BN26004 | Masimo Corp. | Radical Docking Station RDS-1 | 11253 | Dock/Battery Chargers
B12439 | Aerogen, Inc. | Aerogen Pro-X | AP-2018558 | Nebulizers
BS34677 | Fisher & Paykel Healthcare (USA) | AIRVO 2 | 200706146639 | Oxygen Delivery Units, Controlled
| Aerogen, Inc. | Aerogen Pro-X | AP-2527817 | Nebulizers
BS27972 | Aerogen, Inc. | Aerogen Pro-X | AP-1900635 | Nebulizers
A53245 (2461) | Medtronic Inc | PB980 | 35B2202758 | Ventilators, Intensive Care
| Aerogen, Inc. | Aerogen Pro-X | AP-2527893 | Nebulizers
BS33092 | VYAIRE MEDICAL | Micro 1 | 122-13815 | Spirometers, Diagnostic
| Aerogen, Inc. | Aerogen Pro-X | AP-2525373 | Nebulizers
| Percussionaire Corp. | IPV-2C | IPV2CM00807 | Ventilators, Intensive Care, Adult, High-Frequency
| Bird Products Corp | 3800 MicroBlender | AGF04221 | Compressed Gas Proportioners, Oxygen-Air
| Aerogen, Inc. | Aerogen Pro-X | AP-2525363 | Nebulizers
BS25652 | VYAIRE MEDICAL | Micro 1 | 122-09969 | Spirometers, Diagnostic
BS34638 | Fisher & Paykel Healthcare (USA) | AIRVO 2 | 200619141549 | Oxygen Delivery Units, Controlled
| Fisher & Paykel Healthcare (USA) | MR850 | 211117001776 | Humidifiers, Artificial Airway, Heated
BS35531 | Fisher & Paykel Healthcare (USA) | AIRVO 2 | 20085156314 | Oxygen Delivery Units, Controlled
B41730 | Philips Respironics | V60 | 100095550 | Ventilators, Noninvasive Positive Pressure
| Smiths Medical | paraPAC Plus | 1501325 | Ventilators, Transport
| Precision Medical Inc | Low-Flow Air Oxygen Blender | BL006518 | Compressed Gas Proportioners, Oxygen-Air
A53200 (2341$) | Medtronic Inc | PB980 | 35B2201689 | Ventilators, Intensive Care
191746 | Percussionaire Corp. | IPV-2C | IPV2CM00770 | Ventilators, Intensive Care, Adult, High-Frequency
BS34678 | Fisher & Paykel Healthcare (USA) | AIRVO 2 | 200706146694 | Oxygen Delivery Units, Controlled
A53143 | Hillrom Co Inc. | The Vest Airway Clearance System | 53-24647 | Airway Clearance Units, High-Frequency Chest Wall Oscillation, Vest
| Aerogen, Inc. | Aerogen Pro-X | AP-2529557 | Nebulizers
| Aerogen, Inc. | Aerogen Pro-X | AP-2529563 | Nebulizers
A53212 (2445) | Medtronic Inc | PB980 | 35B2202483 | Ventilators, Intensive Care
BN23107 | Med Systems | Fluid-Flo Percussor | 18774 | Percussors, Manual, Airway Clearance
BN12249 | Hill-Rom Services, Inc. | The Vest Airway Clearance System | 32-26897 | Airway Clearance Units, High-Frequency Chest Wall Oscillation, Percussion
Bs34962 | VYAIRE MEDICAL | Bird 3800A | AJF03359 | Compressed Gas Proportioners, Oxygen-Air
BS27956 | Aerogen, Inc. | Aerogen Pro-X | AP-1900361 | Nebulizers
B41579 | Philips Respironics | V60 | 100152944 | Ventilators, Noninvasive Positive Pressure
| Aerogen, Inc. | Aerogen Pro-X | AP-2525195 | Nebulizers
| Percussionaire Corp. | IPV-2C | IPV2CM00821 | Ventilators, Intensive Care, Adult, High-Frequency
B41578 | Fisher & Paykel Healthcare (USA) | AIRVO 2 | 201130000000 | Oxygen Delivery Units, Controlled
| ARMEDICA | AM-300 | 121045 | Tables, Examination/Treatment, Adjustable
| ARMEDICA | AM-300 | 121046 | Tables, Examination/Treatment, Adjustable
BS20524 | Chattanooga | Intelect TranSport Combo | T4893 | Ultrasound Therapy/Neuromuscular Stimulation Systems, Physical Therapy
B39388 | HealthCare International | PhysioTrainer | 2PHTET626 | Ergometers, Cyclic Arm Exerciser
| Clinton Industries, Inc. | Hi-Lo Mat Platform | CI-18431 | Tables, Examination/Treatment, Adjustable
| ARMEDICA | AM-350 | 125931 | Tables, Examination/Treatment, Adjustable
| Henley HealthCare | Fluidotherapy Model 110 | T3944 | Stimulators, Caloric, Physical Therapy, Fluidized Medium
| Clinton Industries, Inc. | Hi-Lo Mat Platform | CI-18433 | Tables, Examination/Treatment, Adjustable
BS20523 | Chattanooga | Intelect TranSport Combo | T4817 | Ultrasound Therapy/Neuromuscular Stimulation Systems, Physical Therapy
| Chattanooga | 27383 | T65264 | Transducers, Ultrasonic
| Chattanooga | 27383 | T22621 | Transducers, Ultrasonic
BS24982 | ASUS | VE198TL | G7LMQS066530 | Monitors, Video
BS24936 | Matrix Fitness | T3x | CTM7071702W00565 | Exercisers, Aerobic, Treadmill
BS24938 | Matrix Fitness | T3x | CTM7071702W00572 | Exercisers, Aerobic, Treadmill
BS26757 | Welch Allyn Inc | Tycos 509 | 115370 | Sphygmomanometers, Aneroid
BN20968 | SportsArt America | T652M | 252598 | Exercisers, Aerobic, Treadmill
BS24937 | Matrix Fitness | T3x | CTM7071702W00566 | Exercisers, Aerobic, Treadmill
BS24991 | American Power Conversion (APC) by Schneider Electric | SMART-UPS | 3A1714X17994 | Power Systems, Uninterruptible
BN30000 | Patterson Medical | Sammons Preston Splint Pan | MU201508064B | Baths, Water, Molded Plastic Splint
BN20960 | SCIFIT | RST7000 | 150-008313 | Exercisers, Aerobic, Climbing
BN20969 | SCIFIT | PRO1 | 610-010892 | Ergometers, Cyclic Arm Exerciser
BS30549 | SCIFIT | StepOne | 151-012839 | Exercisers, Aerobic, Climbing
BS30548 | SCIFIT | StepOne | 151-012838 | Exercisers, Aerobic, Climbing
BS24934 | SCIFIT | REX Total Body Recumbent Elliptical | 990-008887 | Exercisers, Aerobic, Elliptical Motion, Recumbent
BS24933 | SCIFIT | REX Total Body Recumbent Elliptical | 990-008886 | Exercisers, Aerobic, Elliptical Motion, Recumbent
| Welch Allyn Inc | Tycos 509 | 130419143026 | Sphygmomanometers, Aneroid
BN20970 | Nautilus | R916 | 1619509 | Exercisers, Aerobic, Stationary Bicycle
BS24983 | SCOTTCARE CORPORATION | INNOVO TELEMETRY TRANSMITTER | 309771 | MONITORS, TELEMETRIC, TRANSMITTER
BS24987 | SCOTTCARE CORPORATION | INNOVO TELEMETRY TRANSMITTER | 309777 | MONITORS, TELEMETRIC, TRANSMITTER
BS24984 | SCOTTCARE CORPORATION | INNOVO TELEMETRY TRANSMITTER | 309772 | MONITORS, TELEMETRIC, TRANSMITTER
BS24988 | SCOTTCARE CORPORATION | INNOVO TELEMETRY TRANSMITTER | 309778 | MONITORS, TELEMETRIC, TRANSMITTER
BS24985 | SCOTTCARE CORPORATION | INNOVO TELEMETRY TRANSMITTER | 309773 | MONITORS, TELEMETRIC, TRANSMITTER
BS24986 | SCOTTCARE CORPORATION | INNOVO TELEMETRY TRANSMITTER | 309774 | MONITORS, TELEMETRIC, TRANSMITTER
BS25625 | Richmar | HydraTherm | 1227177004 | Heating Units, Hot-Pack
| Philips Medical Systems Cardiac and Monitoring Syste | HeartStart FRx | B24D-02145 | Defibrillators, External, Automated
BS24935 | Matrix Fitness | H3x Hybrid Cycle | CB93160803517 | Exercisers, Aerobic, Stationary Bicycle, Upright
BN22078 | SportsArt America | Leg Press/Calf Extension | 251461 | Exercisers, Muscle Strength, Lever/Pulley-Cable, Lower Limb, Leg Press
BN10999 | SCIFIT | ISO1000R | 550592 | Exercisers, Aerobic, Stationary Bicycle, Recumbent
BS24939 | Health-O-Meter Inc | Digital Platform Scale | 597T011447 | Scales, Patient, Platform, Electronic
BS29880 | Welch Allyn Inc | Connex Vital Signs Monitor 6000 Series | 100067513119 | Monitors, Physiologic, Vital Signs
BN26210 | Tri W-G Inc | 112-AB | C03406 | Exercisers, Balance, Parallel Bars
BN28314 | Arjo Inc | AKRON Popular | 912559118 | Stretchers, Mobile, Hospital
| Metron Medical | Accu-Trac | 1C0129019 | Traction Units
| RITTER | 767 | 1798781 | TABLES, EXAMINATION/TREATMENT
BS24989 | LG Electronics | 24MB35P-B | 702MQAL7804 | Monitors, Video, High Definition
| ARMEDICA | PERFORMA 081551599 | 33423 | TABLES, EXAMINATION/TREATMENT
| ARMEDICA | Armedica | 126295 | Tables, Examination/Treatment
| Welch Allyn Inc | Connex Spot Monitor | 100080172126 | Monitors, Physiologic, Vital Signs
BS30073 | Zoll Medical Corp | R Series PLUS | AF19A090761 | Defibrillators, External, Automated
A59279 | Welch Allyn Inc | Connex Spot Monitor | 100096483724 | Monitors, Physiologic, Vital Signs
BS30652 | Zoll Medical Corp | R Series PLUS | AF19C093820 | Defibrillators, External, Automated
| Allied Healthcare Products, Inc. | G180 OptiVac | NSN | Aspirators, Airway
A59782 | Welch Allyn Inc | ELI 280 | 126190001149 | Electrocardiographs, Multichannel, Interpretive
A59781 | Welch Allyn Inc | ELI 280 | 126200000055 | Electrocardiographs, Multichannel, Interpretive
| Hill-Rom Services, Inc. | NURSE CALL CONSOLE | NURSE CALL POLICE DISPATCH | Hospital Communication Systems, Nurse Call
| GE Medical Systems | MAC 2000 | SRR18380035PA | Electrocardiographs, Multichannel, Interpretive
| THERMO FISHER SCIENTIFIC | Isotemp FBG Refrigerator | 1151525101240604 | Refrigerators, Laboratory
BS20740 | Chattanooga | VitalStim Experia | T1131 | Stimulators, Electrical, Neuromuscular, Dysphagia
A59706 | Ambu | aView 2 Advance Monitor | A225050273 | Monitors, Video
BS35676 | GE Healthcare | CARESCAPE PDM Patient Data Module | SPX20420522SA | Physiologic Monitor Modules, Multiparameter
B12823 | Bio-Med Devices Inc. | MaxAir CAPR | 110598 | Respirators, Air-Purifying, Gas/Vapor
BS35738 | GE Healthcare | CARESCAPE PDM Patient Data Module | SPX20430081SA | Physiologic Monitor Modules, Multiparameter
BS35732 | GE Healthcare | CARESCAPE PDM Patient Data Module | SPX20430099SA | Physiologic Monitor Modules, Multiparameter
B12492 | BETTER WATER INC | Medi-Port PB2 | PB2102001 | Water Purification Systems, Reverse Osmosis, Hemodialysis, Mobile/Portable
B12489 | BETTER WATER INC | Medi-Port PB2 | PB2102005 | Water Purification Systems, Reverse Osmosis, Hemodialysis, Mobile/Portable
BS35734 | GE Healthcare | CARESCAPE PDM Patient Data Module | SPX20425935SA | Physiologic Monitor Modules, Multiparameter
| 3M Health Care | Bair Hugger 775 | 117374 | Warming Units, Patient, Forced-Air
A59800 | Fresenius Medical Care North America | 2008T | 6T0S293889 | Hemodialysis Units
A59802 | Fresenius Medical Care North America | 2008T | 6T0S293503 | Hemodialysis Units
| Vantive Health LLC | HomeChoice Claria | 2211079503 | Peritoneal Dialysis Units
A59798 | Fresenius Medical Care North America | 2008T | 6T0S293549 | Hemodialysis Units
A59801 | Fresenius Medical Care North America | 2008T | 6T0S293558 | Hemodialysis Units
A59799 | Fresenius Medical Care North America | 2008T | 6T0S293508 | Hemodialysis Units
BS35736 | GE Healthcare | CARESCAPE PDM Patient Data Module | SPX20420619SA | Physiologic Monitor Modules, Multiparameter
BS25724 | GE Healthcare | CARESCAPE PDM Patient Data Module | SA317380133SA | Physiologic Monitor Modules, Multiparameter
BS35675 / RDU-08 | GE Healthcare | CARESCAPE B450 | SNT20332067SA | Monitors, Physiologic, Multipurpose, Bedside, Modular
A59308 | Fresenius Medical Care North America | 2008T | 4T0S280534 | Hemodialysis Units
BS35731 | GE Healthcare | CARESCAPE B450 | SNT20332069SA | Monitors, Physiologic, Multipurpose, Bedside, Modular
| Fresenius Medical Care North America | 2008T | 0T0S252175 | Hemodialysis Units
BS35730 | GE Healthcare | CARESCAPE PDM Patient Data Module | SPX20420599SA | Physiologic Monitor Modules, Multiparameter
| Fresenius Medical Care North America | 2008T | 0T0S252538 | Hemodialysis Units
b41704 | Bio-Med Devices Inc. | MAXAIR Cart | 7016 | Carts, Storage/Transport, Physiologic Monitor
BN24547 | STERIS Corp | Amsco QDJ Series | 412914111 | Warming Units, Multipurpose
B12486 | BETTER WATER INC | Medi-Port PB2 | PB2102003 | Water Purification Systems, Reverse Osmosis, Hemodialysis, Mobile/Portable
A59312 | Fresenius Medical Care North America | 2008T | 4T0S280047 | Hemodialysis Units
BS35728 | GE Healthcare | CARESCAPE PDM Patient Data Module | SPX20430093A | Physiologic Monitor Modules, Multiparameter
A59311 | Fresenius Medical Care North America | 2008T | 4T0S280562 | Hemodialysis Units
A59310 | Fresenius Medical Care North America | 2008T | 4T0S280522 | Hemodialysis Units
A49851 | Terumo Medical Corporation | Spectra Optia | 1P05542 | Apheresis Units, Therapeutic
A59309 | Fresenius Medical Care North America | 2008T | 4T0S279398 | Hemodialysis Units
| Fresenius Medical Care North America | 2008T | 0T0S249053 | Hemodialysis Units
| Fresenius Medical Care North America | 2008T | 0T0S250645 | Hemodialysis Units
| Allied Healthcare Products, Inc. | G180 OptiVac | NSN | Aspirators, Airway
B38116 | Bio-Med Devices Inc. | 2003 Series | BX1801629 | Compressed Gas Proportioners, Oxygen-Air
| Bird Products Corp | Bird 3920A | AHF04038 | Compressed Gas Proportioners, Oxygen-Air
| Welch Allyn Inc | SureTemp Plus 692 | 24509471 | Thermometers, Electronic
BS23732 | GE Healthcare | CARESCAPE Monitor B450 | SJA15212213HA | Monitoring Systems, Physiologic
BN22891 | Ohio Medical Corporation | Intermittent/Continuous Vacuum Regulator | GFFK05758 | Regulators, Suction
BS30113 | Zoll Medical Corp | R Series PLUS | AF19A091153 | Defibrillators, External, Automated
BS35727 / RDU-07 | GE Healthcare | CARESCAPE B450 | SNT20332057SA | Monitors, Physiologic, Multipurpose, Bedside, Modular
| Hill-Rom Services, Inc. | NURSE CALL CONSOLE | NURSE CALL DIALYSIS | Hospital Communication Systems, Nurse Call
BS35729 / RDU-06 | GE Healthcare | CARESCAPE B450 | SNT20332074SA | Monitors, Physiologic, Multipurpose, Bedside, Modular
BN22886 | Ohio Medical Corporation | Intermittent/Continuous Vacuum Regulator | GFFW15316 | Regulators, Suction
BS30543 | Mesa Laboratories Inc. | pHoenix | PXH14766 | Electrical Conductivity Meters, Dialysate
BN26205 | Welch Allyn Inc | SureTemp Plus 692 | 10492541 | Thermometers, Electronic
| Fresenius Medical Care North America | 2008T | 0T0S250578 | Hemodialysis Units
BN22881 | Ohio Medical Corporation | Intermittent/Continuous Vacuum Regulator | GFFK05059 | Regulators, Suction
| Fresenius Medical Care North America | 2008T | 0T0S252843 | Hemodialysis Units
BN26203 | Welch Allyn Inc | SureTemp Plus 692 | 10330917 | Thermometers, Electronic
BN22894 | Ohio Medical Corporation | Intermittent/Continuous Vacuum Regulator | GFFW15337 | Regulators, Suction
BS35735 / RDU-04 | GE Healthcare | CARESCAPE B450 | SNT20332066SA | Monitors, Physiologic, Multipurpose, Bedside, Modular
BN26206 | Welch Allyn Inc | SureTemp Plus 692 | 14093584 | Thermometers, Electronic
| Fresenius Medical Care North America | 2008T | 9T0S237164 | Hemodialysis Units
| American Power Conversion (APC) by Schneider Electric | APC Smart-UPS 750VA 120V | 3S1947X11422 | Power Systems, Electrical, Uninterruptible
BS35740 | GE Healthcare | CARESCAPE PDM Patient Data Module | SPX20430094SA | Physiologic Monitor Modules, Multiparameter
| American Power Conversion (APC) by Schneider Electric | APC Smart-UPS 750VA 120V | 3S1947X11424 | Power Systems, Electrical, Uninterruptible
b12900 | Bio-Med Devices Inc. | MaxAir CAPR | 111201 | Respirators, Air-Purifying, Gas/Vapor
B12715 | Bio-Med Devices Inc. | MaxAir CAPR | 107241 | Respirators, Air-Purifying, Gas/Vapor
163093 | Bio-Med Devices Inc. | MaxAir CAPR | 110642 | Respirators, Air-Purifying, Gas/Vapor
| Fresenius Medical Care North America | 2008T | 0T0S252554 | Hemodialysis Units
BS35733 / RDU-03 | GE Healthcare | CARESCAPE B450 | SNT20332058SA | Monitors, Physiologic, Multipurpose, Bedside, Modular
BS35737 / RDU-02 | GE Healthcare | CARESCAPE B450 | SNT20332047SA | Monitors, Physiologic, Multipurpose, Bedside, Modular
| Fresenius Medical Care North America | 2008T | 0T0S252542 | Hemodialysis Units
BS35739 / RDU-01 | GE Healthcare | CARESCAPE B450 | SNT20332073SA | Monitors, Physiologic, Multipurpose, Bedside, Modular
| Fresenius Medical Care North America | 2008T | 0T0S250583 | Hemodialysis Units
BN22883 | Datex-Ohmeda | Push-To-Set Intermittent Suction Unit | GFFZ09140 | Regulators, Suction
| GE Healthcare | CARESCAPE PDM Patient Data Module | SPX19470354SA | Physiologic Monitor Modules, Multiparameter
| Fresenius Medical Care North America | 2008T | 0T0S252151 | Hemodialysis Units
| Ohio Medical Corporation | PISA | PSAE16585 | Regulators, Suction
| Ohio Medical Corporation | PISA | PSAE16587 | Regulators, Suction
| Ohio Medical Corporation | PISA | PSAE16586 | Regulators, Suction
| Ohio Medical Corporation | PISA | PSAE16584 | Regulators, Suction
| Ohio Medical Corporation | PISA | PSAE16591 | Regulators, Suction
| Ohio Medical Corporation | PISA | PSAE16590 | Regulators, Suction
BS22104 | Terumo Medical Corporation | Spectra Optia | 1P01105 | Apheresis Units, Therapeutic
| Vantive Health LLC | HomeChoice Claria | 2110002603 | Peritoneal Dialysis Units
B12490 | BETTER WATER INC | Medi-Port PB2 | PB2102002 | Water Purification Systems, Reverse Osmosis, Hemodialysis, Mobile/Portable
B12491 | BETTER WATER INC | Medi-Port PB2 | PB2102004 | Water Purification Systems, Reverse Osmosis, Hemodialysis, Mobile/Portable
B12487 | BETTER WATER INC | Medi-Port PB2 | PB2102006 | Water Purification Systems, Reverse Osmosis, Hemodialysis, Mobile/Portable
A49562 | Welch Allyn Inc | ELI 380 | 117120558321 | Electrocardiographs, Multichannel, Interpretive
| Ohio Medical Corporation | Intermittent/Continuous Vacuum Regulator | JGGW12775 | Regulators, Suction
A47330 | Zoll Medical Corp | R Series PLUS | AF18L090327 | Defibrillators, External, Automated
A47331 | Zoll Medical Corp | R Series PLUS | AF19A090769 | Defibrillators, External, Automated
A47328 | Zoll Medical Corp | R Series PLUS | AF18L090315 | Defibrillators, External, Automated
BS21056 | Welch Allyn Inc | Spot Vital Signs LXi | 20090401731 | Monitors, Physiologic, Vital Signs
BN18000 | Welch Allyn Inc | 767 Wall Transformer | 162380 | Transformers, Constant Voltage
BS27754 | Zoll Medical Corp | R Series PLUS | AF18L090325 | Defibrillators, External, Automated
BN23290 | Ohio Medical Corporation | Intermittent/Continuous Vacuum Regulator | GFFK05754 | Regulators, Suction
BS30546 | Ohio Medical Corporation | Intermittent/Continuous Vacuum Regulator | GFFH35505 | Regulators, Suction
BS17020 | Welch Allyn Inc | Vital Signs Monitor 300 Series | JA054926 | Monitors, Physiologic, Vital Signs
BS34734 | Physio-Control a division of Stryker | LUCAS 3 | 3520N249 | Resuscitators, Cardiac
BS34735 | Physio-Control a division of Stryker | LUCAS 3 | 350M747 | Resuscitators, Cardiac
BS34733 | Physio-Control a division of Stryker | LUCAS 3 | 3520N250 | Resuscitators, Cardiac
b41686 | Bio-Med Devices Inc. | MAXAIR Cart | 7000 | Carts, Storage/Transport, Physiologic Monitor
BN26778 | Welch Allyn Inc | Tycos 509 | 102062385 | Sphygmomanometers, Aneroid
A54149 | Welch Allyn Inc | ELI 280 | 119450001628 | Electrocardiographs, Multichannel, Interpretive
BS30060 | Zoll Medical Corp | R Series PLUS | AF19A090797 | Defibrillators, External, Automated
BS30133 | Zoll Medical Corp | R Series PLUS | AF19A090771 | Defibrillators, External, Automated
BS23903 | GE Healthcare | CARESCAPE Monitor B650 | SK415491316HA | Monitoring Systems, Physiologic
| Huntleigh Healthcare | Dopplex D900 | D900110958925 | Detectors, Blood Flow, Ultrasonic
BN26061 | Welch Allyn Inc | Tycos 509 | 071219203933 | Sphygmomanometers, Aneroid
BN26050 | Welch Allyn Inc | Tycos 509 | 080313084003 | Sphygmomanometers, Aneroid
| RITTER | 224-003 | V2934510 | TABLES, EXAMINATION/TREATMENT
| Welch Allyn Inc | 3.5V Diagnostic Set | NA | Ophthalmoscope/Otoscopes
| Welch Allyn Inc | 3.5V Diagnostic Set | NA | Ophthalmoscope/Otoscopes
BN-17497 | Midmark Corp | 355-007 | V4026212 | Lights, Examination
BN30762 | UMF Medical | 5250 Signature Series | 135134-001 | Tables, Examination/Treatment, Adjustable
BN23548 | Welch Allyn Inc | 767 Wall Sphygmomanometer | 071220073401 | Sphygmomanometers, Aneroid
BN23682 | Welch Allyn Inc | 767 Wall Sphygmomanometer | 071219185843 | Sphygmomanometers, Aneroid
BN26189 | Welch Allyn Inc | 767 Wall Sphygmomanometer | 071219185649 | Sphygmomanometers, Aneroid
BN24555 | ACCUTOME | AccuPen | 14H1024 | Ophthalmic Tonometers
BS31932 | GE Healthcare | CARESCAPE PDM Patient Data Module | SPX22370179SA | Physiologic Monitor Modules, Multiparameter
A49525 / BS24041 | Welch Allyn Inc | ELI 380 | 116500544039 | Electrocardiographs, Multichannel, Interpretive
| Ohio Medical Corporation | PISA | PSAE16638 | Regulators, Suction
A59247 | GE Healthcare | CARESCAPE PDM Patient Data Module | SPX24438783SA | Physiologic Monitor Modules, Multiparameter
| Ohio Medical Corporation | PISA | PSAE16635 | Regulators, Suction
| Ohio Medical Corporation | PISA | PSAE16637 | Regulators, Suction
| Ohio Medical Corporation | PISA | PSAE16636 | Regulators, Suction
| GE Healthcare | CARESCAPE PDM Patient Data Module | SPX24227178SA | Physiologic Monitor Modules, Multiparameter
A59336 / EMD-ED212 | GE Healthcare | CARESCAPE B450 | SNT24509423SA | Monitors, Physiologic, Multipurpose, Bedside, Modular
BS26676 | GE Healthcare | CARESCAPE PDM Patient Data Module | SA317360248SA | Physiologic Monitor Modules, Multiparameter
BS29932 | GE Healthcare | CARESCAPE PDM Patient Data Module | SPX19330328SA | Physiologic Monitor Modules, Multiparameter
BS34902 | BSN Medical inc | American Orthopaedic Cast Cutter | 38984 | Saws, Cast, Electric
BN17590 | STERIS Corp | Amsco QDJ Series | 0434107039 | Warming Units, Multipurpose
BN24550 | STERIS Corp | Amsco QDJ Series | 0412914110 | Warming Units, Multipurpose
| American Power Conversion (APC) by Schneider Electric | APC Smart-UPS 750VA 120V | AS2342261169 | Power Systems, Electrical, Uninterruptible
| Teleflex Incorporated | Arrow EZ-IO 9040 | L27557 | Drivers
A59244 / ER-PRT16 | GE Healthcare | CARESCAPE Monitor B450 | SNT24439173SA | Monitoring Systems, Physiologic
A59715 | Haag-Streit Group USA | BQ 900 | 20663 | Slit Lamps
BN26110 | Precision Medical Inc | PM3300 | 134948 | Regulators, Suction
BS26585 | GE Healthcare | CARESCAPE Monitor B450 | SNE17340131HA | Monitoring Systems, Physiologic
BS26648 | GE Healthcare | CARESCAPE PDM Patient Data Module | SA317360270SA | Physiologic Monitor Modules, Multiparameter
BS26563 / EMD-39 | GE Healthcare | CARESCAPE Monitor B450 | SNE17340136HA | Monitoring Systems, Physiologic
BS26569 | GE Healthcare | CARESCAPE Monitor B450 | SNE17340103HA | Monitoring Systems, Physiologic
BS29950 | GE Healthcare | CARESCAPE Monitor B450 | SNE19302062SA | Monitoring Systems, Physiologic
BS26582 | GE Healthcare | CARESCAPE Monitor B450 | SNE17320149HA | Monitoring Systems, Physiologic
A59119 | GE Healthcare | CARESCAPE Monitor B450 | SNT24228834SA | Monitoring Systems, Physiologic
BS29953 | GE Healthcare | CARESCAPE Monitor B450 | SNE19292109SA | Monitoring Systems, Physiologic
BS26565 / EMD-41 | GE Healthcare | CARESCAPE Monitor B450 | SNE17340141HA | Monitoring Systems, Physiologic
BS30550 / ED-TRAN9 | GE Healthcare | CARESCAPE Monitor B450 | SNT20353012SA | Monitoring Systems, Physiologic
BS26594 | GE Healthcare | CARESCAPE Monitor B450 | SNE17340108HA | Monitoring Systems, Physiologic
| GE Healthcare | CARESCAPE PDM Patient Data Module | SPX24227172SA | Physiologic Monitor Modules, Multiparameter
BS26597 | GE Healthcare | CARESCAPE Monitor B450 | SNE17340113HA | Monitoring Systems, Physiologic
A59242 / EMD-PRT14 | GE Healthcare | CARESCAPE B450 | SNT24439175SA | Monitors, Physiologic, Multipurpose, Bedside, Modular
BN23539 | Precision Medical Inc | PM3300 | 134906 | Regulators, Suction
BN26067 / EMD-18 | Welch Allyn Inc | Tycos 509 | 071220082156 | Sphygmomanometers, Aneroid
BS26596 | GE Healthcare | CARESCAPE Monitor B450 | SNE17340105HA | Monitoring Systems, Physiologic
BS29991 | Welch Allyn Inc | SureTemp Plus 690 | 19191196 | Thermometers, Electronic
A59343 / EMD-ED222 | GE Healthcare | CARESCAPE B450 | SNT24509420SA | Monitors, Physiologic, Multipurpose, Bedside, Modular
BS26612 | GE Healthcare | CARESCAPE Monitor B650 | SK417351074HA | Monitoring Systems, Physiologic
BS26599 | GE Healthcare | CARESCAPE Monitor B650 | SK417351081HA | Monitoring Systems, Physiologic
BS26613 | GE Healthcare | CARESCAPE Monitor B650 | SK417351078HA | Monitoring Systems, Physiologic
BS26607 | GE Healthcare | CARESCAPE Monitor B650 | SK417351066HA | Monitoring Systems, Physiologic
BS26602 | GE Healthcare | CARESCAPE Monitor B650 | SK417351086HA | Monitoring Systems, Physiologic
BS26601 / EMD-4R | GE Healthcare | CARESCAPE Monitor B650 | SK417351085HA | Monitoring Systems, Physiologic
BS26605 | GE Healthcare | CARESCAPE Monitor B650 | SK417351067HA | Monitoring Systems, Physiologic
BS26896 | Welch Allyn Inc | 767 Wall Sphygmomanometer | 171222120505 | Sphygmomanometers, Aneroid
BS26604 / EMD-5L | GE Healthcare | CARESCAPE Monitor B650 | SK417351057HA | Monitoring Systems, Physiologic
BS26600 / EMD-3L | GE Healthcare | CARESCAPE Monitor B650 | SK417351079HA | Monitoring Systems, Physiologic
| Welch Allyn Inc | CareTemp | 20634703513 | Thermometers, Electronic, Infrared
| Welch Allyn Inc | CareTemp | 20634703490 | Thermometers, Electronic, Infrared
BS26731 | GE Healthcare | CARESCAPE Respiratory Module E-sCO | SGV17321102HA | Physiologic Monitor Modules, Anesthetic Gas
BS30215 | GE Healthcare | CARESCAPE PDM Patient Data Module | SPX19310494SA | Physiologic Monitor Modules, Multiparameter
BS26638 | GE Healthcare | CARESCAPE PDM Patient Data Module | SA317360428SA | Physiologic Monitor Modules, Multiparameter
| Welch Allyn Inc | Green Series 777 Integrated Wall System | NSN | Ophthalmoscope/Otoscope/Vital Signs Measuring Systems
| Welch Allyn Inc | CareTemp | 20634709720 | Thermometers, Electronic, Infrared
BS26671 | GE Healthcare | CARESCAPE PDM Patient Data Module | SA317360419SA | Physiologic Monitor Modules, Multiparameter
BS25215 | GE Healthcare | CARESCAPE Respiratory Module E-sCO | SGV17091093HA | Physiologic Monitor Modules, Anesthetic Gas
BS31935 | GE Healthcare | CARESCAPE PDM Patient Data Module | SPX22370544SA | Physiologic Monitor Modules, Multiparameter
BS26560 / EMD-36 | GE Healthcare | CARESCAPE Monitor B450 | SNE17340139HA | Monitoring Systems, Physiologic
| Welch Allyn Inc | Green Series 777 Integrated Wall System | NSN | Ophthalmoscope/Otoscope/Vital Signs Measuring Systems
B41283 | Welch Allyn Inc | SureTemp Plus | 21149516 | Thermometers, Electronic
| Welch Allyn Inc | CareTemp | 20634709721 | Thermometers, Electronic, Infrared
| Welch Allyn Inc | CareTemp | 20634710075 | Thermometers, Electronic, Infrared
| Welch Allyn Inc | CareTemp | 20634709722 | Thermometers, Electronic, Infrared
BS30617 | Medline Industries Inc | Comfort Glide Air | C880028469 | Pumps, Alternating Pressure Pad
B30049 | Welch Allyn Inc | Connex Spot Monitor | 100042160622 | Monitors, Physiologic, Vital Signs
A59763 | STERIS Corp | Amsco Warming Cabinet | 0410026003 | Warming Units, Multipurpose
BS29956 / EMD-PORT | GE Healthcare | CARESCAPE Monitor B450 | SNE19302002SA | Monitoring Systems, Physiologic
| Welch Allyn Inc | SureTemp Plus 692 | 24267223 | Thermometers, Electronic
BS26643 | GE Healthcare | CARESCAPE PDM Patient Data Module | SA317360432SA | Physiologic Monitor Modules, Multiparameter
EMD-25 | GE Healthcare | CARESCAPE Monitor B450 | SNE19302077SA | Monitoring Systems, Physiologic
BS35557 | GE Healthcare | CARESCAPE PDM Patient Data Module | SPX20510053SA | Physiologic Monitor Modules, Multiparameter
BS26647 | GE Healthcare | CARESCAPE PDM Patient Data Module | SA317360233SA | Physiologic Monitor Modules, Multiparameter
| Allied Healthcare Products, Inc. | G180 OptiVac | NSN | Aspirators, Airway
| Allied Healthcare Products, Inc. | G180 OptiVac | NSN | Aspirators, Airway
BS26584 / EMD-52 | GE Healthcare | CARESCAPE Monitor B450 | SNE17340132HA | Monitoring Systems, Physiologic
| Allied Healthcare Products, Inc. | G180 OptiVac | NSN | Aspirators, Airway
| Allied Healthcare Products, Inc. | G180 OptiVac | NSN | Aspirators, Airway
| Welch Allyn Inc | Green Series 777 Wall Transformer | NSN | Transformers, Constant Voltage
| Allied Healthcare Products, Inc. | G180 OptiVac | NSN | Aspirators, Airway
| Allied Healthcare Products, Inc. | G180 OptiVac | NSN | Aspirators, Airway
| Allied Healthcare Products, Inc. | G180 OptiVac | NSN | Aspirators, Airway
| Allied Healthcare Products, Inc. | G180 OptiVac | NSN | Aspirators, Airway
| Allied Healthcare Products, Inc. | G180 OptiVac | NSN | Aspirators, Airway
| Allied Healthcare Products, Inc. | G180 OptiVac | NSN | Aspirators, Airway
| Allied Healthcare Products, Inc. | G180 OptiVac | NSN | Aspirators, Airway
| Allied Healthcare Products, Inc. | G180 OptiVac | NSN | Aspirators, Airway
| Allied Healthcare Products, Inc. | G180 OptiVac | NSN | Aspirators, Airway
A59353 | GE Healthcare | CARESCAPE PDM Patient Data Module | SPX24489431SA | Physiologic Monitor Modules, Multiparameter
| Mooney & Co., Inc. | GEM | 5957 | Ring Cutters
A59284 / Wifi | Welch Allyn Inc | Connex Spot Monitor | 100003973724 | Monitors, Physiologic, Vital Signs
| Mooney & Co., Inc. | GEM | 11865 | Ring Cutters
A59116 | Verathon Medical | GlideScope Core 15 | CQ240675 | Laryngoscopes, Rigid, Video
| Verathon Medical | GlideScope Go | HM201097 | Laryngoscopes, Rigid, Video
| Verathon Medical | GlideScope Go 2 Monitor | HN001963 | Monitors, Video
BN23399 | Precision Medical Inc | PM3300 | 134985 | Regulators, Suction
BS29977 | Welch Allyn Inc | Green Series 777 Integrated Wall System | 166735 | Ophthalmoscope/Otoscope/Vital Signs Measuring Systems
BS29989 | Welch Allyn Inc | Green Series 777 Integrated Wall System | 184432 | Ophthalmoscope/Otoscope/Vital Signs Measuring Systems
BS29996 | Welch Allyn Inc | Green Series 777 Integrated Wall System | 166741 | Ophthalmoscope/Otoscope/Vital Signs Measuring Systems
BS33824 | Welch Allyn Inc | Green Series 777 Integrated Wall System | NSN | Ophthalmoscope/Otoscope/Vital Signs Measuring Systems
BS26645 | GE Healthcare | CARESCAPE PDM Patient Data Module | SA317360250SA | Physiologic Monitor Modules, Multiparameter
BS30864 | Welch Allyn Inc | Green Series 777 Integrated Wall System | 181454 | Ophthalmoscope/Otoscope/Vital Signs Measuring Systems
EMD-PORT2 | GE Healthcare | CARESCAPE Monitor B450 | SNE17340034HA | Monitoring Systems, Physiologic
BS26894 | Welch Allyn Inc | Green Series 777 Integrated Wall System | 181486 | Ophthalmoscope/Otoscope/Vital Signs Measuring Systems
B30048 | Welch Allyn Inc | Connex Spot Monitor | 100042040622 | Monitors, Physiologic, Vital Signs
BS29929 | Welch Allyn Inc | Green Series 777 Integrated Wall System | 181473 | Ophthalmoscope/Otoscope/Vital Signs Measuring Systems
BS30501 | Welch Allyn Inc | Connex Vital Signs Monitor 6000 Series | 100082033914 | Monitors, Physiologic, Vital Signs
BS29985 | Welch Allyn Inc | Green Series 777 Integrated Wall System | 184421 | Ophthalmoscope/Otoscope/Vital Signs Measuring Systems
BS33430 | Huntleigh Healthcare | Dopplex D900 | 900LX0170138-14 | Detectors, Blood Flow, Ultrasonic
| Huntleigh Healthcare | Dopplex D900 | 900LX0180480-16 | Detectors, Blood Flow, Ultrasonic
| Huntleigh Healthcare | Dopplex D900 | 900LX0A22762-07 | Detectors, Blood Flow, Ultrasonic
BS30888 | MAC Medical Inc | DWC183064T-4B | 082019-D09 | Warming Units, Multipurpose
BS35559 | GE Healthcare | CARESCAPE PDM Patient Data Module | SPX20510045SA | Physiologic Monitor Modules, Multiparameter
| Welch Allyn Inc | Green Series 777 Wall Transformer | NSN | Transformers, Constant Voltage
| Welch Allyn Inc | Green Series 777 Wall Transformer | NSN | Transformers, Constant Voltage
| Welch Allyn Inc | Green Series 777 Wall Transformer | NSN | Transformers, Constant Voltage
| Welch Allyn Inc | Green Series 777 Wall Transformer | NSN | Transformers, Constant Voltage
BS29940 | GE Healthcare | CARESCAPE PDM Patient Data Module | SPX19330607SA | Physiologic Monitor Modules, Multiparameter
| Welch Allyn Inc | Green Series 777 Wall Transformer | NSN | Transformers, Constant Voltage
| Welch Allyn Inc | Green Series 777 Wall Transformer | NSN | Transformers, Constant Voltage
| Welch Allyn Inc | Green Series 777 Wall Transformer | NSN | Transformers, Constant Voltage
BS19992 | Welch Allyn Inc | SureTemp Plus 692 | 12061326 | Thermometers, Electronic
| Welch Allyn Inc | Green Series 777 Wall Transformer | NSN | Transformers, Constant Voltage
| Welch Allyn Inc | Green Series 777 Wall Transformer | NSN | Transformers, Constant Voltage
| Welch Allyn Inc | Green Series 777 Wall Transformer | NSN | Transformers, Constant Voltage
| Welch Allyn Inc | Green Series 777 Wall Transformer | NSN | Transformers, Constant Voltage
| Stryker Instruments Div Stryker Corp | Intra-Compartmental Pressure Monitor System | 24170856402 | Manometers, Muscle Compartment
| Allied Healthcare Products, Inc. | L190 Advantage | NSN | Aspirators, Airway
BN17489 | Midmark Corp | Ritter 355 | V434426 | Lights, Examination
BS26606 | GE Healthcare | CARESCAPE Monitor B650 | SK417351071HA | Monitoring Systems, Physiologic
BS30884 | Welch Allyn Inc | Green Series 777 Integrated Wall System | 181481 | Ophthalmoscope/Otoscope/Vital Signs Measuring Systems
| Welch Allyn Inc | Green Series 777 Wall Transformer | NSN | Transformers, Constant Voltage
| Welch Allyn Inc | Green Series 777 Wall Transformer | NSN | Transformers, Constant Voltage
BN23532 | Precision Medical Inc | PM3300 | 134878 | Regulators, Suction
| Welch Allyn Inc | Green Series 777 Wall Transformer | NSN | Transformers, Constant Voltage
| Welch Allyn Inc | Green Series 777 Wall Transformer | NSN | Transformers, Constant Voltage
| Welch Allyn Inc | Green Series 777 Wall Transformer | NSN | Transformers, Constant Voltage
BS17630 | Smiths Medical ASD, Inc. | Level 1 H-1200 | S10000753 | Warming Units, Blood/Intravenous Solution
BS17629 | Smiths Medical ASD, Inc. | Level 1 H-1200 | S10000754 | Warming Units, Blood/Intravenous Solution
| Welch Allyn Inc | Green Series 777 Wall Transformer | NSN | Transformers, Constant Voltage
| Welch Allyn Inc | Green Series 777 Wall Transformer | NSN | Transformers, Constant Voltage
| Welch Allyn Inc | Green Series 777 Wall Transformer | NSN | Transformers, Constant Voltage
| Welch Allyn Inc | Green Series 777 Wall Transformer | NSN | Transformers, Constant Voltage
| Welch Allyn Inc | Green Series 777 Wall Transformer | NSN | Transformers, Constant Voltage
| Joerns Healthcare | Hoyer HPL700 | 1000568176 | Lifts, Patient Transfer
| Joerns Healthcare | Hoyer HPL700 | 1000568177 | Lifts, Patient Transfer
BN28090 | HoverTech International | HT-AIR 1200 | 2F051342 | Pumps
BN22634 | Natus Medical Inc | IMEXDOP CT+ | OTV10654 | Detectors, Blood Flow, Ultrasonic
BS24492 | Smiths Medical ASD, Inc. | Level 1 H-1200 | 20050338 | Warming Units, Blood/Intravenous Solution
| Natus Medical Inc | IMEXDOP CT+ | ICTA0241 | Detectors, Blood Flow, Ultrasonic
| icare Finland OY | iCare IC200 | 2521BM016 | Ophthalmic Tonometers, Applanation
B32443 | Ohio Medical Corporation | Intermittent/Continuous Vacuum Regulator | PSAZ32943 | Regulators, Suction
BS33423 | Ohio Medical Corporation | Intermittent/Continuous Vacuum Regulator | PSAY27066 | Regulators, Suction
Bn25124 | Ohio Medical Corporation | Intermittent/Continuous Vacuum Regulator | JGGW12771 | Regulators, Suction
BN25129 | Ohio Medical Corporation | Intermittent/Continuous Vacuum Regulator | JGGW12777 | Regulators, Suction
BN25126 | Ohio Medical Corporation | Intermittent/Continuous Vacuum Regulator | JGGW12772 | Regulators, Suction
BN26782 | Ohio Medical Corporation | Intermittent/Continuous Vacuum Regulator | JGGU1504 | Regulators, Suction
BS26764 | Ohio Medical Corporation | Intermittent/Continuous Vacuum Regulator | JGGW22968 | Regulators, Suction
BN26781 | Ohio Medical Corporation | Intermittent/Continuous Vacuum Regulator | JGGU15700 | Regulators, Suction
BS30886 | Ohio Medical Corporation | Intermittent/Continuous Vacuum Regulator | PSAY19727 | Regulators, Suction
| GE Healthcare | Panda iRes Bedded Warmer | PBW23510787SA | Warming Units, Patient, Radiant, Infant, Mobile
| Health O Meter | Patient Transfer Scale | PTS1000282100273 | Patient Transfer Aids, Lateral Transfer
BN23376 | Precision Medical Inc | PM3300 | 135085 | Regulators, Suction
BN23373 | Precision Medical Inc | PM3300 | 135021 | Regulators, Suction
BN23402 | Precision Medical Inc | PM3300 | 135003 | Regulators, Suction
BN22806 | Precision Medical Inc | PM3300 | 135025 | Regulators, Suction
BN23521 | Precision Medical Inc | PM3300 | 134834 | Regulators, Suction
BN23301 | Precision Medical Inc | PM3300 | 135017 | Regulators, Suction
Bn25132 | Ohio Medical Corporation | Intermittent/Continuous Vacuum Regulator | JGGW12769 | Regulators, Suction
BN28091 | Ohio Medical Corporation | Intermittent/Continuous Vacuum Regulator | JGGU15703 | Regulators, Suction
BS29987 | Ohio Medical Corporation | Intermittent/Continuous Vacuum Regulator | PSAY19730 | Regulators, Suction
BS26765 | Ohio Medical Corporation | Intermittent/Continuous Vacuum Regulator | JGGW12780 | Regulators, Suction
Bn25127 | Ohio Medical Corporation | Intermittent/Continuous Vacuum Regulator | JGGW21795 | Regulators, Suction
BN28329 | Stryker Instruments Div Stryker Corp | Intra-Compartmental Pressure Monitor System | 0714502713 | Manometers, Muscle Compartment
BN23364 | Precision Medical Inc | PM3300 | 135041 | Regulators, Suction
BN23537 | Precision Medical Inc | PM3300 | 134831 | Regulators, Suction
BN20138 | Precision Medical Inc | PM3300 | 134876 | Regulators, Suction
BN23390 | Precision Medical Inc | PM3300 | 135046 | Regulators, Suction
B16589 | Quincy Lab | ReadyBath | Msc3-05214 | Warming Units, Multipurpose
BN18283 | Precision Medical Inc | PM3300 | 135058 | Regulators, Suction
BN23396 | Precision Medical Inc | PM3300 | 134990 | Regulators, Suction
B16586 | Quincy Lab | ReadyBath | Msc3-05212 | Warming Units, Multipurpose
| Welch Allyn Inc | Green Series 777 Integrated Wall System | NSN | Ophthalmoscope/Otoscope/Vital Signs Measuring Systems
BN17538 | Midmark Corp | Ritter 355 | V421128 | Lights, Examination
B30045 | Welch Allyn Inc | Connex Spot Monitor | 100042080622 | Monitors, Physiologic, Vital Signs
204262 | GE Medical Systems | CARESCAPE PDM Patient Data Module | SPX20351096SA | Physiologic Monitor Modules, Multiparameter
A49904 / BS30561 | Welch Allyn Inc | ELI 380 | 118390000781 | Electrocardiographs, Multichannel, Interpretive
| Welch Allyn Inc | Tycos 509 | 071218090837 | Sphygmomanometers, Aneroid
BN26088 | Welch Allyn Inc | Tycos 509 | 071219204950 | Sphygmomanometers, Aneroid
BN18279 | Welch Allyn Inc | SureTemp Plus 692 | 08223709 | Thermometers, Electronic
BS26632 | GE Healthcare | CARESCAPE PDM Patient Data Module | SA317360396SA | Physiologic Monitor Modules, Multiparameter
B41277 | Welch Allyn Inc | SureTemp Plus 690 | 21112308 | Thermometers, Electronic
BS29944 | GE Healthcare | CARESCAPE PDM Patient Data Module | SPX19330547SA | Physiologic Monitor Modules, Multiparameter
BN26051 | Welch Allyn Inc | Tycos 509 | 080611171012 | Sphygmomanometers, Aneroid
BN17535 | Midmark Corp | Ritter 355 | V421127 | Lights, Examination
BS26732 | GE Healthcare | CARESCAPE Respiratory Module E-sCO | SGV17331061HA | Physiologic Monitor Modules, Anesthetic Gas
BN26082 | Welch Allyn Inc | Tycos 509 | 071218085900 | Sphygmomanometers, Aneroid
A59177 | Physio-Control a division of Stryker | LUCAS 3 | 3524JB56 | Resuscitators, Cardiac
BS26633 | GE Healthcare | CARESCAPE PDM Patient Data Module | SA317360303SA | Physiologic Monitor Modules, Multiparameter
BS26588 / EMD-56 | GE Healthcare | CARESCAPE Monitor B450 | SNE17340140HA | Monitoring Systems, Physiologic
| Hill-Rom Services, Inc. | NURSE CALL CONSOLE | NURSE CALL ER | Hospital Communication Systems, Nurse Call
BS26631 | GE Healthcare | CARESCAPE PDM Patient Data Module | SA317360410SA | Physiologic Monitor Modules, Multiparameter
B32320 | Ohio Medical Corporation | PISA | PSAZ36085 | Regulators, Suction
BS30870 | Ohio Medical Corporation | PISA | PSAY19724 | Regulators, Suction
| Ohio Medical Corporation | PISA | PSAA25686 | Regulators, Suction
BS33427 | Ohio Medical Corporation | PISA | PSAY27070 | Regulators, Suction
BS30542 | MEDICHOICE | LifeDop 150 | 2018050028 | Detectors, Blood Flow, Ultrasonic
BS29994 | Ohio Medical Corporation | PISA | PSAY19726 | Regulators, Suction
| Welch Allyn Inc | Green Series 777 Integrated Wall System | NSN | Ophthalmoscope/Otoscope/Vital Signs Measuring Systems
BS29998 | Ohio Medical Corporation | PISA | PSAY19728 | Regulators, Suction
| Ohio Medical Corporation | PISA | PSAA25692 | Regulators, Suction
| Ohio Medical Corporation | PISA | PSAA25693 | Regulators, Suction
BS30878 | Ohio Medical Corporation | PISA | PSAY19814 | Regulators, Suction
192730 | Ohio Medical Corporation | PISA | Psaa24719 | Regulators, Suction
BN23383 | Precision Medical Inc | PM3300 | 135084 | Regulators, Suction
BN26056 | Welch Allyn Inc | Tycos 509 | 071220074457 | Sphygmomanometers, Aneroid
BN18654 | Midmark Corp | Ritter 204 | V639499 | Tables, Examination/Treatment, Adjustable
| Welch Allyn Inc | Green Series 777 Integrated Wall System | NSN | Ophthalmoscope/Otoscope/Vital Signs Measuring Systems
| Midmark Corp | Ritter 224 | V2648862 | Tables, Examination/Treatment, Adjustable
| Midmark Corp | Ritter 224 | V2687800 | Tables, Examination/Treatment, Adjustable
B42065 | Midmark Corp | Ritter 225 | V214417 | Tables, Examination/Treatment, Adjustable
BN17530 | Midmark Corp | Ritter 355 | V433117 | Lights, Examination
BN17500 | Midmark Corp | Ritter 355 | V434488 | Lights, Examination
BN17522 | Midmark Corp | Ritter 355 | V434405 | Lights, Examination
BN17502 | Midmark Corp | Ritter 355 | V397517 | Lights, Examination
| Midmark Corp | Ritter 355 | V381091 | Lights, Examination
BN17499 | Midmark Corp | Ritter 355 | V4184831 | Lights, Examination
| Welch Allyn Inc | Green Series 777 Integrated Wall System | NSN | Ophthalmoscope/Otoscope/Vital Signs Measuring Systems
BN17520 | Midmark Corp | Ritter 355 | V394000 | Lights, Examination
161157 | Summit Doppler Systems, Inc. | LifeDop 150 | 2022010059 | Detectors, Blood Flow, Ultrasonic
| Summit Doppler Systems, Inc. | LifeDop 350R | 2022110004 | Detectors, Fetal Heart, Ultrasonic
BN23556 | Precision Medical Inc | PM3300 | 134893 | Regulators, Suction
BN18268 | Precision Medical Inc | PM3300 | 135056 | Regulators, Suction
BN23366 | Precision Medical Inc | PM3300 | 134887 | Regulators, Suction
BN17589 | SKYTRON | Stellar Dual | 0708-8761 | Lights, Surgical
BN17592 | SKYTRON | Stellar Dual | 0708-8757 | Lights, Surgical
BN17597 | SKYTRON | Stellar Dual | 0708-8763 | Lights, Surgical
BS26710 | GE Healthcare | CARESCAPE Respiratory Module E-sCO | SGV17331031HA | Physiologic Monitor Modules, Anesthetic Gas
BS26566 / EMD-42 | GE Healthcare | CARESCAPE Monitor B450 | SNE17340121HA | Monitoring Systems, Physiologic
BS26635 | GE Healthcare | CARESCAPE PDM Patient Data Module | SA317360403SA | Physiologic Monitor Modules, Multiparameter
BN24291 | Precision Medical Inc | PM3300 | 135023 | Regulators, Suction
BN23370 | Precision Medical Inc | PM3300 | 134934 | Regulators, Suction
BN23378 | Precision Medical Inc | PM3300 | 135006 | Regulators, Suction
BN23542 | Precision Medical Inc | PM3300 | 134849 | Regulators, Suction
BN18271 | Precision Medical Inc | PM3300 | 135112 | Regulators, Suction
BN23550 | Precision Medical Inc | PM3300 | 134898 | Regulators, Suction
BN17580 | SKYTRON | Stellar Dual | 0708-8764 | Lights, Surgical
BN26755 | Precision Medical Inc | PM3300 | 134941 | Regulators, Suction
BN17596 | SKYTRON | Stellar Dual | 0708-8758 | Lights, Surgical
BN23372 | Precision Medical Inc | PM3300 | 135019 | Regulators, Suction
| Amvex Corporation | Suction Regulator | VRA07442EP | Regulators, Suction
BN13195 | Datex-Ohmeda | Suction Regulator | GFFV09495 | Regulators, Suction
BN23412 | Precision Medical Inc | PM3300 | 134883 | Regulators, Suction
BN23538 | Precision Medical Inc | PM3300 | 134880 | Regulators, Suction
BN23368 | Precision Medical Inc | PM3300 | 135042 | Regulators, Suction
BN23388 | Precision Medical Inc | PM3300 | 135030 | Regulators, Suction
BN23403 | Precision Medical Inc | PM3300 | 135038 | Regulators, Suction
BN18299 | Precision Medical Inc | PM3300 | 135075 | Regulators, Suction
BN24292 | Precision Medical Inc | PM3300 | 135022 | Regulators, Suction
BN26102 | Precision Medical Inc | PM3300 | 135076 | Regulators, Suction
BN23404 | Precision Medical Inc | PM3300 | 135091 | Regulators, Suction
BS26898 | Welch Allyn Inc | SURETEMP PLUS | 17442629 | Thermometers
BN23410 | Welch Allyn Inc | SURETEMP PLUS | 08223704 | Thermometers
BN23309 | Precision Medical Inc | PM3300 | 134873 | Regulators, Suction
BN23317 | Precision Medical Inc | PM3300 | 135072 | Regulators, Suction
BN20114 | Precision Medical Inc | PM3300 | 135054 | Regulators, Suction
BN23554 | Precision Medical Inc | PM3300 | 134897 | Regulators, Suction
BN23685 | Precision Medical Inc | PM3300 | 134862 | Regulators, Suction
BN23535 | Precision Medical Inc | PM3300 | 134866 | Regulators, Suction
BN23534 | Precision Medical Inc | PM3300 | 134905 | Regulators, Suction
BN23367 | Precision Medical Inc | PM3300 | 134907 | Regulators, Suction
BN23314 | Precision Medical Inc | PM3300 | 134888 | Regulators, Suction
BN23392 | Precision Medical Inc | PM3300 | 135036 | Regulators, Suction
BN23361 | Precision Medical Inc | PM3300 | 135028 | Regulators, Suction
B30041 | Welch Allyn Inc | Connex Spot Monitor | 100042110622 | Monitors, Physiologic, Vital Signs
BN25102 | Welch Allyn Inc | SureTemp Plus 690 | 122708010 | Thermometers, Electronic
BS26691 | GE Healthcare | CARESCAPE Respiratory Module E-sCO | SGV17331067HA | Physiologic Monitor Modules, Anesthetic Gas
BN21828 | Masimo Corp. | Radical-7 | T050506 | Oximeters, Pulse
BS26702 | GE Healthcare | CARESCAPE Respiratory Module E-sCO | SGV17331047HA | Physiologic Monitor Modules, Anesthetic Gas
BN17517 | Midmark Corp | Ritter 355 | V390438 | Lights, Examination
BN17491 | Midmark Corp | Ritter 355 | V416369 | Lights, Examination
BN17534 | Midmark Corp | Ritter 355 | V389415 | Lights, Examination
BN17514 | Midmark Corp | Ritter 355 | V414836 | Lights, Examination
BS31931 | GE Healthcare | CARESCAPE Monitor B450 | SNT22383010SA | Monitoring Systems, Physiologic
BN30201 | Seca Corp | seca 220 | 5769350150044 | Height Measurement Instruments, Wall-Mounted, Mechanical
BS30908 | Topcon America Corp | SL-D4 | Z361453 | Slit Lamps
BS19976 | Olympic Medical Corp | Smart Scale Model 60 | 60041 | Scales, Infant
BN23398 | Welch Allyn Inc | SURETEMP PLUS | 08222790 | Thermometers
| Tripp Lite | SmartPro 120V 1.5kVA 1.35kW Line-Interactive Sine Wave UPS | 3211GYOSM820601206 | Power Systems, Electrical, Uninterruptible
| Tripp Lite | SmartPro 120V 1kVA UPS | 3211GY0SM820601196 | Power Systems, Electrical, Uninterruptible
| Tripp Lite | SmartPro 120V 1kVA UPS | 3211GY0SM820601213 | Power Systems, Electrical, Uninterruptible
BS19988 | Welch Allyn Inc | SureTemp Plus 692 | 08222775 | Thermometers, Electronic
BS29993 | Welch Allyn Inc | 767 Wall Sphygmomanometer | 190612075295 | Sphygmomanometers, Aneroid
BN17586 | SKYTRON | Stellar Dual | 0708-8762 | Lights, Surgical
BN17588 | SKYTRON | Stellar Dual | 0708-8750 | Lights, Surgical
BS26646 | GE Healthcare | CARESCAPE PDM Patient Data Module | SA317350320SA | Physiologic Monitor Modules, Multiparameter
BN17585 | SKYTRON | Stellar Dual | 0708-8751 | Lights, Surgical
BN17579 | SKYTRON | Stellar Dual | 0708-8753 | Lights, Surgical
BS26730 | GE Healthcare | CARESCAPE Respiratory Module E-sCO | SGV17331063HA | Physiologic Monitor Modules, Anesthetic Gas
BS32072 | Huntleigh Healthcare | Dopplex D900 | 900LX0170603-14 | Detectors, Blood Flow, Ultrasonic
| Burton Medical | UV Light | 7060744 | Lights, Examination, Ultraviolet, Portable/Handheld
BS19987 | Welch Allyn Inc | SureTemp Plus | 12152327 | Thermometers, Electronic
| Welch Allyn Inc | SureTemp Plus | 08222773 | Thermometers, Electronic
BS30551 | GE Healthcare | CARESCAPE Monitor B450 | SNT20353010SA | Monitoring Systems, Physiologic
BN28303 | Welch Allyn Inc | SURETEMP PLUS | 12061329 | Thermometers
BS29946 / EMD-PORT7 | GE Healthcare | CARESCAPE Monitor B450 | SNE19292102SA | Monitoring Systems, Physiologic
BS29999 | Welch Allyn Inc | SureTemp Plus 690 | 19191364 | Thermometers, Electronic
BN17531 | Midmark Corp | Ritter 355 | V433119 | Lights, Examination
| Welch Allyn Inc | SureTemp Plus 692 | 24267271 | Thermometers, Electronic
B41279 | Welch Allyn Inc | SureTemp Plus 692 | 21109475 | Thermometers, Electronic
BN20416 | Welch Allyn Inc | Tycos 509 | 071220082436 | Sphygmomanometers, Aneroid
BS26726 | GE Healthcare | CARESCAPE Respiratory Module E-sCO | SGV17321170HA | Physiologic Monitor Modules, Anesthetic Gas
BN20406 | Welch Allyn Inc | SureTemp Plus 690 | 08234445 | Thermometers, Electronic
BN21546 | Welch Allyn Inc | SureTemp Plus 690 | 08223691 | Thermometers, Electronic
BS19984 | Welch Allyn Inc | SureTemp Plus 690 | 08342462 | Thermometers, Electronic
| HAUSMANN INDUSTRIES, INC. | Tables, Examination/Treatment, Adjustable | V2020557 | Tables, Examination/Treatment, Adjustable
| HAUSMANN INDUSTRIES, INC. | Tables, Examination/Treatment, Adjustable | V2020550 | Tables, Examination/Treatment, Adjustable
| HAUSMANN INDUSTRIES, INC. | Tables, Examination/Treatment, Adjustable | V2020545 | Tables, Examination/Treatment, Adjustable
BS33984 | Welch Allyn Inc | SureTemp Plus 690 | 20219361 | Thermometers, Electronic
BS30521 | BEFOUR INC. | Tilt & Roll Handrail Scale | 1810WH700104 | Scales, Patient, Floor
| Reichert Ophthalmic Instruments Div | Tono-Pen XL | 33165-1019 | Ophthalmic Tonometers, Applanation
BS34820 | Welch Allyn Inc | SureTemp Plus 690 | 20368371 | Thermometers, Electronic
| Welch Allyn Inc | Tycos 509 | 071217210450 | Sphygmomanometers, Aneroid
BS29997 | Welch Allyn Inc | Tycos 509 | 19061260405 | Sphygmomanometers, Aneroid
BN26054 | Welch Allyn Inc | Tycos 509 | 071220073246 | Sphygmomanometers, Aneroid
BN26068 | Welch Allyn Inc | Tycos 509 | 0701219204320 | Sphygmomanometers, Aneroid
| Welch Allyn Inc | Green Series 777 Integrated Wall System | NSN | Ophthalmoscope/Otoscope/Vital Signs Measuring Systems
BS29947 / EMD-29 | GE Healthcare | CARESCAPE Monitor B450 | SNE19302059SA | Monitoring Systems, Physiologic
BN26752 | Welch Allyn Inc | SureTemp Plus 692 | 12270396 | Thermometers, Electronic
BN20427 | Welch Allyn Inc | SureTemp Plus 692 | 08223304 | Thermometers, Electronic
BN20392 | Welch Allyn Inc | SureTemp Plus 692 | 08223299 | Thermometers, Electronic
BS29992 | Welch Allyn Inc | Green Series 777 Integrated Wall System | NSN | Ophthalmoscope/Otoscope/Vital Signs Measuring Systems
BS26590 / EMD-47 | GE Healthcare | CARESCAPE Monitor B450 | SNE17340100HA | Monitoring Systems, Physiologic
BN23568 | Welch Allyn Inc | SureTemp Plus 690 | 08340149 | Thermometers, Electronic
BN26085 | Welch Allyn Inc | Tycos 509 | 080611164059 | Sphygmomanometers, Aneroid
BN23395 | Precision Medical Inc | PM3300 | 134995 | Regulators, Suction
B41282 | Welch Allyn Inc | SureTemp Plus | 21112322 | Thermometers, Electronic
| Burton Medical | UV Light | 7044015 | Lights, Examination, Ultraviolet, Portable/Handheld
B41285 | Welch Allyn Inc | SureTemp Plus 690 | 21109460 | Thermometers, Electronic
BN26059 | Welch Allyn Inc | Tycos 509 | 061118022303 | Sphygmomanometers, Aneroid
BN25005 | Welch Allyn Inc | Tycos 509 | 050506170123 | Sphygmomanometers, Aneroid
BS30865 | Welch Allyn Inc | Tycos 509 | 190612093725 | Sphygmomanometers, Aneroid
BN26081 | Welch Allyn Inc | Tycos 509 | 071217212731 | Sphygmomanometers, Aneroid
| Burton Medical | UV Light | 7053848 | Lights, Examination, Ultraviolet, Portable/Handheld
BS34153 | Cone Instruments Inc | Ultrasound Transducer Storage Cabinet | N/A | Cabinets, Storage
BN26055 | Welch Allyn Inc | Tycos 509 | 071220073137 | Sphygmomanometers, Aneroid
BN26053 | Welch Allyn Inc | Tycos 509 | 080313081609 | Sphygmomanometers, Aneroid
BS29930 | Welch Allyn Inc | Tycos 509 | 190228074995 | Sphygmomanometers, Aneroid
BN26065 | Welch Allyn Inc | Tycos 509 | 071219204557 | Sphygmomanometers, Aneroid
| Welch Allyn Inc | Universal Desk Set | NA | Ophthalmoscope/Otoscopes
| Welch Allyn Inc | Universal Desk Set | NA | Ophthalmoscope/Otoscopes
BS29976 | Welch Allyn Inc | Tycos 509 | 190612080465 | Sphygmomanometers, Aneroid
B11051 | GE Healthcare | Unity Network ID | SPE17370043SA | Data Interface Units, Physiologic Monitor/Information System
BS24790 | Maxant Technologies, Inc. | Techline | 158821 | View Boxes, X-Ray
1621125 | BD | Clay Adams Dynac II | 4990007 | Centrifuges, Tabletop, Low-Speed, Nonrefrigerated
BN16647 | Welch Allyn Inc | SureTemp Plus 692 | 08223375 | Thermometers, Electronic
B44405 | Modular Services Co. | Stratus | 184983 | Service Columns, Prefabricated
BS30134 | Zoll Medical Corp | R Series PLUS | AF19A090783 | Defibrillators, External, Automated
| Modular Services Co. | Stratus | 1406149 | Service Columns, Prefabricated
BS25683 | GE Healthcare | CARESCAPE Monitor B650 | SK417361130HA | Monitoring Systems, Physiologic
BN16671 | Precision Medical Inc | PM3300 | 135093 | Regulators, Suction
BN16625 | Welch Allyn Inc | 767 Wall Transformer | NSN | Transformers, Constant Voltage
B44542 / ICU-P1 | GE Healthcare | CARESCAPE Monitor B450 | SNE17350096HA | Monitoring Systems, Physiologic
bs31943 | Huntleigh Healthcare | Dopplex D900 | 900lx18608322 | Detectors, Blood Flow, Ultrasonic
B16156 | Stryker Instruments Div Stryker Corp | Intra-Compartmental Pressure Monitor System | 21046207215 | Manometers, Muscle Compartment
BS33481 | Huntleigh Healthcare | Dopplex D900 | 21900LX16274219 | Detectors, Blood Flow, Ultrasonic
B44322 | Modular Services Co. | Stratus | 166438 | Service Columns, Prefabricated
BS25512 | BERCHTOLD | Chromophare F 300 | 196751 | Lights, Surgical
BN16654 | Precision Medical Inc | PM3300 | 134816 | Regulators, Suction
| Ohio Medical Corporation | PISA | PSAE28397 | Regulators, Suction
B16637 | Edwards Lifesciences | HemoSphere | 13829306 | Cardiac Output Units, Thermodilution
BS25535 | BERCHTOLD | Chromophare F 300 | 7735170-Y 17833 | Lights, Surgical
Bs19902 | Welch Allyn Inc | Connex Vital Signs Monitor 6000 Series | 103000622612 | Monitors, Physiologic, Vital Signs
BS25509 | BERCHTOLD | Chromophare F 300 | 7735170-Y 17814 | Lights, Surgical
BS-35115 | Ohio Medical Corporation | Push-To-Set 3-Mode Continuous Vacuum Regulator | 176558 | Regulators, Suction
BS34156 | Cone Instruments Inc | Ultrasound Transducer Storage Cabinet | N/A | Cabinets, Storage
| Huntleigh Healthcare | Dopplex D900 | D900110096223 | Detectors, Blood Flow, Ultrasonic
Bn28976 | Welch Allyn Inc | Connex Spot Monitor | 5365218 | Monitors, Physiologic, Vital Signs
BN30893 | Avanos | MiniStim | 0002061 | Stimulators, Electrical, Peripheral Nerve
| Ohio Medical Corporation | Intermittent Suction Unit | GFFGL7854 | Regulators, Suction
BS25504 | BERCHTOLD | Chromophare F 300 | 7735170-Y 17827 | Lights, Surgical
| C2Dx Inc | STIC Pressure Monitor System | 21046207211 | Manometers, Muscle Compartment
| 3M Health Care | Ranger Model 245 | 104038 | Warming Units, Blood/Intravenous Solution
| Tripp Lite | SmartPro 120V 1.5kVA 1.35kW Line-Interactive Sine Wave UPS | 3211GYOSM820601190 | Power Systems, Electrical, Uninterruptible
BN27658 | Welch Allyn Inc | SureTemp Plus 692 | 07326994 | Thermometers, Electronic
| Powercom America Inc. | SMK-600A | 10018902103 | Power Systems, Electrical, Uninterruptible
A59291 | Welch Allyn Inc | Connex Spot Monitor | 100095143724 | Monitors, Physiologic, Vital Signs
BS23188 | Welch Allyn Inc | Connex Vital Signs Monitor 6000 Series | 100054103815 | Monitors, Physiologic, Vital Signs
| Welch Allyn Inc | Tycos 509 | na | Sphygmomanometers, Aneroid
BN22038 | Welch Allyn Inc | SureTemp Plus 692 | 08481282 | Thermometers, Electronic
1406054 | Ohio Medical Corporation | Intermittent/Continuous Vacuum Regulator | 1406054 | Regulators, Suction
BS18451 | Welch Allyn Inc | Connex Vital Signs Monitor 6000 Series | 103004224913 | Monitors, Physiologic, Vital Signs
B16256 | Ohio Medical Corporation | Intermittent/Continuous Vacuum Regulator | 1406061 | Regulators, Suction
BS18450 | Welch Allyn Inc | Connex Vital Signs Monitor 6000 Series | 103004214913 | Monitors, Physiologic, Vital Signs
1406075 | Ohio Medical Corporation | Intermittent/Continuous Vacuum Regulator | 1406075 | Regulators, Suction
Bn27776 | Welch Allyn Inc | Connex Vital Signs Monitor 6000 Series | 100014522815 | Monitors, Physiologic, Vital Signs
BS15967 | Welch Allyn Inc | Universal Desk Charger | 113344 | Dock/Battery Chargers
| Ohio Medical Corporation | PISA | PSAE34516 | Regulators, Suction
B30036 | Quincy Lab | ReadyBath | MSC5-05288 | Warming Units, Multipurpose
BS33327 / P5-PORT4 | GE Healthcare | CARESCAPE Monitor B450 | SNE19293035SA | Monitoring Systems, Physiologic
Bs18452 | Welch Allyn Inc | Connex Vital Signs Monitor 6000 Series | 103004184913 | Monitors, Physiologic, Vital Signs
BN16582 | Huntleigh Healthcare | Dopplex D900 | 900lx0174856- | Detectors, Blood Flow, Ultrasonic
BS31715 | Ohio Medical Corporation | Intermittent/Continuous Vacuum Regulator | VRA09807AP | Regulators, Suction
BN27774 | Welch Allyn Inc | Connex Vital Signs Monitor 6000 Series | 100014492815 | Monitors, Physiologic, Vital Signs
BS25847 | Precision Medical Inc | PM3300 | 177853 | Regulators, Suction
BS24025 | Welch Allyn Inc | Connex Vital Signs Monitor 6000 Series | 100051803416 | Monitors, Physiologic, Vital Signs
BN12842 | Precision Medical Inc | PM3300 | 134917 | Regulators, Suction
BN12807 | Precision Medical Inc | PM3300 | 134951 | Regulators, Suction
BN12878 | Precision Medical Inc | PM3300 | 135106 | Regulators, Suction
BN22605 | Welch Allyn Inc | SureTemp Plus 692 | 08323118 | Thermometers, Electronic
bs32288 | Ohio Medical Corporation | PISA | psaz02344 | Regulators, Suction
| Welch Allyn Inc | Tycos 509 | na | Sphygmomanometers, Aneroid
BS19903 | Welch Allyn Inc | Connex Vital Signs Monitor 6000 Series | 103000672612 | Monitors, Physiologic, Vital Signs
BS33288 | Canvys - Visual Technology Solutions | RAP2123AMII | DTT290H0203 | Monitors, Video
BS33290 | Canvys - Visual Technology Solutions | RAP2123AMII | DTT290H0194 | Monitors, Video
BS33311 | GE Healthcare | CARESCAPE PDM Patient Data Module | SPX19310633SA | Physiologic Monitor Modules, Multiparameter
Bs24081 | Ohio Medical Corporation | Intermittent/Continuous Vacuum Regulator | JGGR16711 | Regulators, Suction
B13888 | Welch Allyn Inc | SureTemp Plus 690 | 19460974 | Thermometers, Electronic
BS33287 | Canvys - Visual Technology Solutions | RAP2123AMII | DTT290H0195 | Monitors, Video
| Hill-Rom Services, Inc. | NURSE CALL CONSOLE | NURSE CALL P5 | Hospital Communication Systems, Nurse Call
BS31063 | Welch Allyn Inc | Connex Spot Monitor | 1000015172819 | Monitors, Physiologic, Vital Signs
1610768 | Enthermics Medical Systems | DC250 | 3150515-2 | Warming Units, Blanket
BS23187 | Welch Allyn Inc | Connex Vital Signs Monitor 6000 Series | 100060633915 | Monitors, Physiologic, Vital Signs
BS25719 | GE Healthcare | CARESCAPE PDM Patient Data Module | SA317380216SA | Physiologic Monitor Modules, Multiparameter
| Welch Allyn Inc | Tycos 509 | na | Sphygmomanometers, Aneroid
BS19943 | Welch Allyn Inc | Connex Vital Signs Monitor 6000 Series | 103001450113 | Monitors, Physiologic, Vital Signs
BN24979 | Ohio Medical Corporation | Intermittent/Continuous Vacuum Regulator | JGGT12813 | Regulators, Suction
Bn12840 | Ohio Medical Corporation | Intermittent/Continuous Vacuum Regulator | 134967 | Regulators, Suction
B16182 | Ohio Medical Corporation | Intermittent/Continuous Vacuum Regulator | 177969 | Regulators, Suction
| American Power Conversion (APC) by Schneider Electric | APC Smart-UPS 750VA 120V | 3S1920X13656 | Power Systems, Electrical, Uninterruptible
BS23189 | Welch Allyn Inc | Connex Vital Signs Monitor 6000 Series | 100056693815 | Monitors, Physiologic, Vital Signs
BS33323 | GE Medical Systems | CARESCAPE CENTRAL STATION MAI700 | SKN19310078SA | Monitoring Systems
BS19744 | Welch Allyn Inc | Connex Vital Signs Monitor 6000 Series | 103000283111 | Monitors, Physiologic, Vital Signs
1702302 | Precision Medical Inc | PM3300 | 134972 | Regulators, Suction
Bn16308 | Ohio Medical Corporation | Intermittent/Continuous Vacuum Regulator | 160399 | Regulators, Suction
BS25841 | Welch Allyn Inc | Wall Sphygmomanometer | 080215082058 | Sphygmomanometers, Aneroid
Bs25709 | GE Healthcare | CARESCAPE PDM Patient Data Module | SA317380194SA | Physiologic Monitor Modules, Multiparameter
B16181 | Ohio Medical Corporation | PISA | Psaa23810 | Regulators, Suction
| Tripp Lite | SmartPro LCD 120V 1000VA 500W | 3431BY0SM89D600512 | Power Systems, Electrical, Uninterruptible
Bs22181 | Welch Allyn Inc | Connex Vital Signs Monitor 6000 Series | 103001280113 | Monitors, Physiologic, Vital Signs
BS32287 | Ohio Medical Corporation | Intermittent/Continuous Vacuum Regulator | 177824 | Regulators, Suction
A59316 | Welch Allyn Inc | Connex Spot Monitor | 100096493724 | Monitors, Physiologic, Vital Signs
A59298 | Welch Allyn Inc | Connex Spot Monitor | 100029211624 | Monitors, Physiologic, Vital Signs
BS25813 | Welch Allyn Inc | Wall Sphygmomanometer | 080313130312 | Sphygmomanometers, Aneroid
BN18032 | Precision Medical Inc | PM3300 | 135029 | Regulators, Suction
BN20810 | Ohio Medical Corporation | Intermittent/Continuous Vacuum Regulator | 135079 | Regulators, Suction
B41162 | Ohio Medical Corporation | Intermittent/Continuous Vacuum Regulator | 177961 | Regulators, Suction
BS33291 | Canvys - Visual Technology Solutions | RAP2123AMII | DTT260G0059 | Monitors, Video
BS29660 | Welch Allyn Inc | Wall Sphygmomanometer | 190212175185 | Sphygmomanometers, Aneroid
BS33292 | Canvys - Visual Technology Solutions | RAP2123AMII | DTT260G0061 | Monitors, Video
BS33298 | Canvys - Visual Technology Solutions | RAP2123AMII | DTT290H0204 | Monitors, Video
| Medline Industries Inc | Comfort Glide Air | C880011463 | Pumps, Alternating Pressure Pad
BN18203 | Precision Medical Inc | PM3300 | 134947 | Regulators, Suction
B16243 | Ohio Medical Corporation | PISA | 1406055 | Regulators, Suction
A59318 | Welch Allyn Inc | Connex Spot Monitor | 100095083724 | Monitors, Physiologic, Vital Signs
BN18191 | STERIS Corp | All Purpose Chair | 0403907104 | Stretcher/Chairs, Mobile
B41168 | Ohio Medical Corporation | Intermittent/Continuous Vacuum Regulator | 177896 | Regulators, Suction
B28240 | Welch Allyn Inc | ELI 380 | 12107000639 | Electrocardiographs, Multichannel, Interpretive
b27980 | Welch Allyn Inc | ELI 280 | 121100002262 | Electrocardiographs, Multichannel, Interpretive
B41167 | Ohio Medical Corporation | PISA | 177891 | Regulators, Suction
BN24971 | Ohio Medical Corporation | Intermittent/Continuous Vacuum Regulator | JGGT12894 | Regulators, Suction
BN25972 | Ohio Medical Corporation | Intermittent/Continuous Vacuum Regulator | JGGR13150 | Regulators, Suction
| Hill-Rom Services, Inc. | NURSE CALL CONSOLE | NURSE CALL P4 | Hospital Communication Systems, Nurse Call
| Ohio Medical Corporation | Intermittent/Continuous Vacuum Regulator | LSAC02994 | Regulators, Suction
| GE Medical Systems | CARESCAPE CENTRAL STATION MAI700 | SKN20360039SA | Monitoring Systems
BS-30084 | Zoll Medical Corp | R Series PLUS | AF19A090781 | Defibrillators, External, Automated
| GE Medical Systems | CARESCAPE CENTRAL STATION MAI700 | SKN20360033SA | Monitoring Systems
| Precision Medical Inc | PM3300 | 135049 | Regulators, Suction
BS24023 | Welch Allyn Inc | Connex Vital Signs Monitor 6000 Series | 100051033416 | Monitors, Physiologic, Vital Signs
BS33013/A49728 | Welch Allyn Inc | ELI 380 | 117400589416 | Electrocardiographs, Multichannel, Interpretive
BS25823 | Welch Allyn Inc | Wall Sphygmomanometer | 080204124234 | Sphygmomanometers, Aneroid
BN16317 | Ohio Medical Corporation | Intermittent/Continuous Vacuum Regulator | GFFC17853 | Regulators, Suction
| American Power Conversion (APC) by Schneider Electric | APC Smart-UPS 750VA 120V | 3S2017X11309 | Power Systems, Electrical, Uninterruptible
BS33293 | Canvys - Visual Technology Solutions | RAP2123AMII | DTT290H0198 | Monitors, Video
BS30120 | Zoll Medical Corp | R Series PLUS | AF18L090333 | Defibrillators, External, Automated
| Huntleigh Healthcare | Dopplex D900 | d900120466826 | Detectors, Blood Flow, Ultrasonic
BN25974 | Ohio Medical Corporation | Intermittent/Continuous Vacuum Regulator | JGGT12882 | Regulators, Suction
Bn24960 | Ohio Medical Corporation | Intermittent/Continuous Vacuum Regulator | JGGT12871 | Regulators, Suction
BS25827 | Welch Allyn Inc | Wall Sphygmomanometer | 080122064221 | Sphygmomanometers, Aneroid
162351 | GE Healthcare | CARESCAPE PDM Patient Data Module | SPX19310636SA | Physiologic Monitor Modules, Multiparameter
A59304 | Welch Allyn Inc | Connex Spot Monitor | 100029141624 | Monitors, Physiologic, Vital Signs
B28110 | Ohio Medical Corporation | Intermittent/Continuous Vacuum Regulator | GFFW15361 | Regulators, Suction
BS19943 | Welch Allyn Inc | Connex Vital Signs Monitor 6000 Series | 65MTXX | Monitors, Physiologic, Vital Signs
BS22179 | Welch Allyn Inc | Connex Vital Signs Monitor 6000 Series | 103001360113 | Monitors, Physiologic, Vital Signs
BS33309 / P5-PORT3 | GE Healthcare | CARESCAPE Monitor B450 | SNE19293033SA | Monitoring Systems, Physiologic
A59294 | Welch Allyn Inc | Connex Spot Monitor | 100095413724 | Monitors, Physiologic, Vital Signs
B28258 | Welch Allyn Inc | ELI 380 | 121070002310 | Electrocardiographs, Multichannel, Interpretive
BN22039 | Welch Allyn Inc | SureTemp Plus 692 | 08151081 | Thermometers, Electronic
B16234 | Ohio Medical Corporation | Intermittent/Continuous Vacuum Regulator | PSAA113595 | Regulators, Suction
Bs23849 | Datex-Ohmeda | Suction Regulator | GFFU02629 | Regulators, Suction
BS27756 | Zoll Medical Corp | R Series PLUS | AF19A090760 | Defibrillators, External, Automated
BS18459 | Welch Allyn Inc | Connex Vital Signs Monitor 6000 Series | 103004244913 | Monitors, Physiologic, Vital Signs
BS25823 | Welch Allyn Inc | Wall Sphygmomanometer | 080204124234 | Sphygmomanometers, Aneroid
A59303 | Welch Allyn Inc | Connex Spot Monitor | 100096573724 | Monitors, Physiologic, Vital Signs
BN5365 | Ohio Medical Corporation | Intermittent Suction Unit | GFFD06761 | Regulators, Suction
A59297 | Welch Allyn Inc | Connex Spot Monitor | 100096583724 | Monitors, Physiologic, Vital Signs
| Allied Healthcare Products, Inc. | G180 OptiVac | NSN | Aspirators, Airway
Bn12881 | Precision Medical Inc | PM3300 | 135125 | Regulators, Suction
| American Power Conversion (APC) by Schneider Electric | APC Smart-UPS 1500VA LCD RM 2U 120V with SmartConnect | 3S1904X13058 | Power Systems, Electrical, Uninterruptible
| Tripp Lite | SmartPro 120V 1.5kVA 1.35kW Line-Interactive Sine Wave UPS | 3211GYOSM820601418 | Power Systems, Electrical, Uninterruptible
A59330 | Welch Allyn Inc | Connex Spot Monitor | 100029121624 | Monitors, Physiologic, Vital Signs
Bs22173 | Welch Allyn Inc | Connex Vital Signs Monitor 6000 Series | 103001290113 | Monitors, Physiologic, Vital Signs
| American Power Conversion (APC) by Schneider Electric | APC Smart-UPS 750VA 120V | 3S1920X13519 | Power Systems, Electrical, Uninterruptible
BS22066 | Welch Allyn Inc | Connex Vital Signs Monitor 6000 Series | 10300112313 | Monitors, Physiologic, Vital Signs
Bs22176 | Welch Allyn Inc | Connex Vital Signs Monitor 6000 Series | 103001370113 | Monitors, Physiologic, Vital Signs
BS33319 | GE Medical Systems | CARESCAPE CENTRAL STATION MAI700 | SKN19310071SA | Monitoring Systems
BN1518 | Welch Allyn Inc | 747 Diagnostic Set | 188352 | Ophthalmoscope/Otoscopes
Bs25806 | Welch Allyn Inc | Wall Sphygmomanometer | 080313115914 | Sphygmomanometers, Aneroid
BS18457 | Welch Allyn Inc | Connex Vital Signs Monitor 6000 Series | 103004234913 | Monitors, Physiologic, Vital Signs
BS22177 | Welch Allyn Inc | Connex Vital Signs Monitor 6000 Series | 103001340113 | Monitors, Physiologic, Vital Signs
| Tripp Lite | SmartPro 120V 1.5kVA 1.35kW Line-Interactive Sine Wave UPS | 3211GYOSM820601420 | Power Systems, Electrical, Uninterruptible
BN18020 | Precision Medical Inc | PM3300 | 135089 | Regulators, Suction
Bn24162 | Welch Allyn Inc | SureTemp Plus 692 | 13292045 | Thermometers, Electronic
BS22180 | Welch Allyn Inc | Connex Vital Signs Monitor 6000 Series | 103001350113 | Monitors, Physiologic, Vital Signs
A59288 | Welch Allyn Inc | Connex Spot Monitor | 100004133724 | Monitors, Physiologic, Vital Signs
BS22175 | Welch Allyn Inc | Connex Vital Signs Monitor 6000 Series | 103001310113 | Monitors, Physiologic, Vital Signs
A59317 | Welch Allyn Inc | Connex Spot Monitor | 100095153724 | Monitors, Physiologic, Vital Signs
BS30080 | Zoll Medical Corp | R Series PLUS | AF19A091170 | Defibrillators, External, Automated
BN12817 | Precision Medical Inc | PM3300 | 134983 | Regulators, Suction
Bs18455 | Welch Allyn Inc | Connex Vital Signs Monitor 6000 Series | 103004254913 | Monitors, Physiologic, Vital Signs
Bs19897 | Welch Allyn Inc | Connex Vital Signs Monitor 6000 Series | 103000642612 | Monitors, Physiologic, Vital Signs
Bn24974 | Ohio Medical Corporation | Intermittent/Continuous Vacuum Regulator | JGGT12801 | Regulators, Suction
| Allied Healthcare Products, Inc. | G180 OptiVac | NSN | Aspirators, Airway
BS33318 | GE Medical Systems | CARESCAPE CENTRAL STATION MAI700 | SKN18110125SA | Monitoring Systems
| Ohio Medical Corporation | PISA | psae20174 | Regulators, Suction
BS33294 | Canvys - Visual Technology Solutions | RAP2123AMII | DTT260H0189 | Monitors, Video
1610769 | Enthermics Medical Systems | DC250 | 3150515-1 | Warming Units, Blanket
| Medline Industries Inc | Comfort Glide Air | C910034266 | Pumps, Alternating Pressure Pad
BS32092 | Welch Allyn Inc | Connex Spot Monitor | 21100005752719 | Monitors, Physiologic, Vital Signs
BS33296 | Canvys - Visual Technology Solutions | RAP2123AMII | DTT290H0199 | Monitors, Video
BN24963 | Ohio Medical Corporation | Intermittent/Continuous Vacuum Regulator | JGGT12877 | Regulators, Suction
BS34171 | ECHONOUS | EchoNous Bladder | R52R308Z00P | Scanning Systems, Ultrasonic, Small-Parts, Urinary Bladder
| Oscor Inc | Oscor External Dual-Chamber Pacemaker | 2142115 | Pacemakers, Cardiac, External, Invasive Electrode, Transvenous
BS18454 | Welch Allyn Inc | Connex Vital Signs Monitor 6000 Series | 103004284913 | Monitors, Physiologic, Vital Signs
Bn23819 | Ohio Medical Corporation | Intermittent/Continuous Vacuum Regulator | JGGR13171 | Regulators, Suction
A59331 | Welch Allyn Inc | Connex Spot Monitor | 100095193724 | Monitors, Physiologic, Vital Signs
BN26350 | Welch Allyn Inc | Connex Vital Signs Monitor 6000 Series | 100014592815 | Monitors, Physiologic, Vital Signs
| Allied Healthcare Products, Inc. | G180 OptiVac | NSN | Aspirators, Airway
bn24522 | Ohio Medical Corporation | Intermittent/Continuous Vacuum Regulator | jggr13132 | Regulators, Suction
A59287 | Welch Allyn Inc | Connex Spot Monitor | 100014162624 | Monitors, Physiologic, Vital Signs
| American Power Conversion (APC) by Schneider Electric | APC Smart-UPS 1500VA LCD RM 2U 120V with SmartConnect | 3S1907X13593 | Power Systems, Electrical, Uninterruptible
A59296 | Welch Allyn Inc | Connex Spot Monitor | 100004023724 | Monitors, Physiologic, Vital Signs
B16176 | Ohio Medical Corporation | PISA | Psa823807 | Regulators, Suction
Bs22174 | Welch Allyn Inc | Connex Vital Signs Monitor 6000 Series | 103001330113 | Monitors, Physiologic, Vital Signs
| Edwards Lifesciences | HemoSphere ClearSight Module | 16808419 | Physiologic Monitor Modules, Noninvasive Blood Pressure
BN27727 | Welch Allyn Inc | SureTemp Plus 692 | 08322529 | Thermometers, Electronic
| Welch Allyn Inc | 767 Wall Sphygmomanometer | 210802155640 | Sphygmomanometers, Aneroid
BN16678 | Welch Allyn Inc | 747 Diagnostic Set | NSN | Ophthalmoscope/Otoscopes
| Hill-Rom Services, Inc. | NURSE CALL CONSOLE | NURSE CALL ICU | Hospital Communication Systems, Nurse Call
BS25735 | GE Healthcare | CARESCAPE PDM Patient Data Module | SA317380232SA | Physiologic Monitor Modules, Multiparameter
Bs24030 | Welch Allyn Inc | Connex Vital Signs Monitor 6000 Series | 21100051913416 | Monitors, Physiologic, Vital Signs
| Laerdal Medical Corp | LCSU 4 | 2112080593 | Aspirators, Airway
bs19904 | Welch Allyn Inc | Connex Vital Signs Monitor 6000 Series | 103000652612 | Monitors, Physiologic, Vital Signs
| Medline Industries Inc | Comfort Glide Air | C880028532 | Pumps, Alternating Pressure Pad
| Welch Allyn Inc | SureTemp Plus 692 | 08323123 | Thermometers, Electronic
BN27728 | Welch Allyn Inc | SureTemp Plus 692 | 08322523 | Thermometers, Electronic
BN24959 | Ohio Medical Corporation | Intermittent/Continuous Vacuum Regulator | JGGT12878 | Regulators, Suction
| Oscor Inc | Oscor External Dual-Chamber Pacemaker | 2203206 | Pacemakers, Cardiac, External, Invasive Electrode, Transvenous
| Huntleigh Healthcare | Dopplex D900 | 900lx18810022 | Detectors, Blood Flow, Ultrasonic
A59791 | Edwards Lifesciences | Hemosphere Alta Cardia | 19Y0003622 | Monitors, Physiologic, Cardiac Output, Bedside
BN10226 | STERIS Corp | Amsco QDJ Series | 0400708019 | Warming Units, Multipurpose
Bs19748 | Welch Allyn Inc | Connex Vital Signs Monitor 6000 Series | 103000263111 | Monitors, Physiologic, Vital Signs
| Allied Healthcare Products, Inc. | G180 OptiVac | NSN | Aspirators, Airway
BS-31064 | Welch Allyn Inc | Connex Spot Monitor | 21100005832719 | Monitors, Physiologic, Vital Signs
Bs25860 | Welch Allyn Inc | Wall Sphygmomanometer | 0801122085726 | Sphygmomanometers, Aneroid
BN30724 | Joerns Healthcare | Hoyer HPL700 | 2409418-0028 | Lifts, Patient Transfer
A59793 | Edwards Lifesciences | Hemosphere Alta Cardia | 19Y0003980 | Monitors, Physiologic, Cardiac Output, Bedside
B12799 | Bio-Med Devices Inc. | MaxAir CAPR | 109299 | Respirators, Air-Purifying, Gas/Vapor
| Allied Healthcare Products, Inc. | G180 OptiVac | NSN | Aspirators, Airway
| Welch Allyn Inc | SureTemp Plus 692 | 26086478 | Thermometers, Electronic
| Oscor Inc | Oscor External Dual-Chamber Pacemaker | 1029207 | Pacemakers, Cardiac, External, Invasive Electrode, Transvenous
Bs23186 | Welch Allyn Inc | Connex Vital Signs Monitor 6000 Series | 100060653915 | Monitors, Physiologic, Vital Signs
BN22032 | Welch Allyn Inc | SureTemp Plus 692 | 08234446 | Thermometers, Electronic
B41170 | Ohio Medical Corporation | PISA | PSAA07755 | Regulators, Suction
BN22040 | Welch Allyn Inc | SureTemp Plus 692 | 08322541 | Thermometers, Electronic
| Huntleigh Healthcare | Dopplex D900 | D900111298025 | Detectors, Blood Flow, Ultrasonic
Bs33343 | GE Healthcare | CARESCAPE PDM Patient Data Module | SPX19310644SA | Physiologic Monitor Modules, Multiparameter
| Tripp Lite | SmartPro 120V 1.5kVA 1.35kW Line-Interactive Sine Wave UPS | 3211GYOSM820601192 | Power Systems, Electrical, Uninterruptible
BS19899 | Welch Allyn Inc | Connex Vital Signs Monitor 6000 Series | 103000632612 | Monitors, Physiologic, Vital Signs
bn25973 | Precision Medical Inc | PM3300 | 134939 | Regulators, Suction
A59358 | Welch Allyn Inc | Connex Spot Monitor | 100095323724 | Monitors, Physiologic, Vital Signs
| Tripp Lite | SmartPro 120V 1.5kVA 1.35kW Line-Interactive Sine Wave UPS | 3211GYOSM820601215 | Power Systems, Electrical, Uninterruptible
| Powercom America Inc. | SMK-600A | 10018232103 | Power Systems, Electrical, Uninterruptible
BN24968 | Ohio Medical Corporation | Intermittent/Continuous Vacuum Regulator | JGGT12816 | Regulators, Suction
| Huntleigh Healthcare | Dopplex D900 | 900LX19324323 | Detectors, Blood Flow, Ultrasonic
| American Power Conversion (APC) by Schneider Electric | APC Smart-UPS 750VA 120V | 3S1920X13658 | Power Systems, Electrical, Uninterruptible
BN18017 | Precision Medical Inc | PM3300 | 134961 | Regulators, Suction
bn24523 | Ohio Medical Corporation | Intermittent/Continuous Vacuum Regulator | JGGR13136 | Regulators, Suction
Bn24966 | Ohio Medical Corporation | Intermittent/Continuous Vacuum Regulator | Jggt12876 | Regulators, Suction
| American Power Conversion (APC) by Schneider Electric | APC Smart-UPS 750VA 120V | 3S1947X11251 | Power Systems, Electrical, Uninterruptible
BS24029 | Welch Allyn Inc | Connex Vital Signs Monitor 6000 Series | 100051843416 | Monitors, Physiologic, Vital Signs
BS30096 | Zoll Medical Corp | R Series PLUS | AF18K088084 | Defibrillators, External, Automated
BN20105 | Welch Allyn Inc | SureTemp Plus 692 | 08493455 | Thermometers, Electronic
BS22172 | Welch Allyn Inc | Connex Vital Signs Monitor 6000 Series | 103001300113 | Monitors, Physiologic, Vital Signs
Bs19898 | Welch Allyn Inc | Connex Vital Signs Monitor 6000 Series | 103001272612 | Monitors, Physiologic, Vital Signs
BN16570 | Precision Medical Inc | PM3300 | 134585 | Regulators, Suction
BS25691 | GE Healthcare | CARESCAPE Monitor B650 | SK417361112HA | Monitoring Systems, Physiologic
| Welch Allyn Inc | SureTemp Plus 692 | 08323114 | Thermometers, Electronic
BS31065 | Welch Allyn Inc | Connex Spot Monitor | 1000071623519 | Monitors, Physiologic, Vital Signs
Bn21614 | Future Health Concepts | FHCSWC72-TL-D | 110310-707 | Warming Units, Multipurpose
BS33304 | GE Healthcare | CARESCAPE PDM Patient Data Module | SPX19310659SA | Physiologic Monitor Modules, Multiparameter
| Welch Allyn Inc | SureTemp Plus | 08322545 | Thermometers, Electronic
A59300 | Welch Allyn Inc | Connex Spot Monitor | 100095183724 | Monitors, Physiologic, Vital Signs
B36276 | Ohio Medical Corporation | Intermittent/Continuous Vacuum Regulator | GFFJ06895 | Regulators, Suction
BS33314 / P4-PORT3 | GE Healthcare | CARESCAPE Monitor B450 | SNE19293029SA | Monitoring Systems, Physiologic
BS25760 | GE Healthcare | CARESCAPE Respiratory Module E-sCO | SGV17341018HA | Physiologic Monitor Modules, Anesthetic Gas
BS22178 | Welch Allyn Inc | Connex Vital Signs Monitor 6000 Series | 103001320113 | Monitors, Physiologic, Vital Signs
Bn28528 | Welch Allyn Inc | Connex Vital Signs Monitor 6000 Series | 100060693915 | Monitors, Physiologic, Vital Signs
BS-32458 | Belmont Medical Technologies | Belmont Rapid Infuser | 2020012230 | Infusion Pumps, Blood/Solution Warming
BS-29592 | Medline Industries Inc | Comfort Glide Air | C880028562 | Pumps, Alternating Pressure Pad
BS25758 | GE Healthcare | CARESCAPE Respiratory Module E-sCO | SGV17341019HA | Physiologic Monitor Modules, Anesthetic Gas
BN18137 | Precision Medical Inc | PM3300 | 134931 | Regulators, Suction
BS34805 | Welch Allyn Inc | SureTemp Plus 692 | 20369470 | Thermometers, Electronic
BS24892 | GE Healthcare | CARESCAPE PDM Patient Data Module | SA310517781GR | Physiologic Monitor Modules, Multiparameter
BN12673 | Datex-Ohmeda | Push-To-Set Intermittent Suction Unit | GFFG21011 | Regulators, Suction
BS25777 | GE Healthcare | CARESCAPE Respiratory Module E-sCO | SGV17341017HA | Physiologic Monitor Modules, Anesthetic Gas
BS29594 | Welch Allyn Inc | SureTemp Plus 692 | 08223710 | Thermometers, Electronic
BS32947 | GE Healthcare | CARESCAPE PDM Patient Data Module | SPX19470375SA | Physiologic Monitor Modules, Multiparameter
BN18023 | Precision Medical Inc | PM3300 | 134963 | Regulators, Suction
BS25696 | GE Healthcare | CARESCAPE Monitor B650 | SK417361150HA | Monitoring Systems, Physiologic
BS29575 | Welch Allyn Inc | SureTemp Plus 692 | 18366899 | Thermometers, Electronic
B16130 | GE Healthcare | CARESCAPE Respiratory Module E-sCO | SGV20461212HA | Physiologic Monitor Modules, Anesthetic Gas
B44325 | GE Healthcare | Unity Network ID | SPE17370027SA | Data Interface Units, Physiologic Monitor/Information System
BN16619 | Precision Medical Inc | PM3300 | 134844 | Regulators, Suction
BS18190 | Edwards Lifesciences | EV1000 | 3260008045 | Monitors, Physiologic, Cardiac Output, Bedside
BN16613 | Precision Medical Inc | PM3300 | 135102 | Regulators, Suction
BS30901 | GE Healthcare | CARESCAPE Monitor B450 | SNE17350088HA | Monitoring Systems, Physiologic
| Welch Allyn Inc | 767 Wall Sphygmomanometer | 210802091810 | Sphygmomanometers, Aneroid
BN16620 | Precision Medical Inc | PM3300 | 134853 | Regulators, Suction
BN16544 | Huntleigh Healthcare | Dopplex D900 | 900LX0A19905-07 | Detectors, Blood Flow, Ultrasonic
BN16614 | Precision Medical Inc | PM3300 | 134833 | Regulators, Suction
B37254 | Precision Medical Inc | PM3300 | 139909 | Regulators, Suction
Bn28578 | AEL LIGHTLING CO., LTD | 19100 | EC004200 | Lights, Examination
BN26268 | Ohio Medical Corporation | Intermittent/Continuous Vacuum Regulator | GFFV09472 | Regulators, Suction
BS25670 | GE Healthcare | CARESCAPE Monitor B650 | SK417361127HA | Monitoring Systems, Physiologic
B44277 | GE Healthcare | Unity Network ID | SPE17370031SA | Data Interface Units, Physiologic Monitor/Information System
BS23737 | GE Healthcare | CARESCAPE PDM Patient Data Module | SA315260592GA | Physiologic Monitor Modules, Multiparameter
BN25804 | Welch Allyn Inc | SureTemp Plus 692 | 08481111 | Thermometers, Electronic
A59106 | Edwards Lifesciences | HemoSphere | 13856651 | Cardiac Output Units, Thermodilution
BN16616 | Precision Medical Inc | PM3300 | 135101 | Regulators, Suction
| Welch Allyn Inc | 767 Wall Sphygmomanometer | 210802072750 | Sphygmomanometers, Aneroid
177882 | Welch Allyn Inc | Tycos 509 | 0007071703 | Sphygmomanometers, Aneroid
BN16313 | Datex-Ohmeda | Push-To-Set Intermittent Suction Unit | GFFD18763 | Regulators, Suction
| Welch Allyn Inc | 767 Wall Sphygmomanometer | 201104151035 | Sphygmomanometers, Aneroid
A59027 | ECHONOUS | EchoNous Bladder | R52W6004G7K | Scanning Systems, Ultrasonic, Small-Parts, Urinary Bladder
| Allied Healthcare Products, Inc. | G180 OptiVac | NSN | Aspirators, Airway
B41259 | Avanos | MiniStim | 15616 | Stimulators, Electrical, Peripheral Nerve
BS25598 | GE Medical Systems | BIS Module | SGS17370005HA | Physiologic Monitor Modules, Electroencephalography
BS25699 | GE Healthcare | CARESCAPE Monitor B650 | SK417361133HA | Monitoring Systems, Physiologic
BS25672 | GE Healthcare | CARESCAPE Monitor B650 | SK417361095HA | Monitoring Systems, Physiologic
BN18062 | Precision Medical Inc | PM3300 | 135040 | Regulators, Suction
| GE Healthcare | Unity Network ID | SPE17370022SA | Data Interface Units, Physiologic Monitor/Information System
Bs24568 | Edwards Lifesciences | EV1000 | 600153015907 | Monitors, Physiologic, Cardiac Output, Bedside
B11146 | Modular Services Co. | Stratus | 166671 | Service Columns, Prefabricated
BN12865 | Precision Medical Inc | PM3300 | 135092 | Regulators, Suction
BS24571 | Edwards Lifesciences | EV1000 | EVD81203 | Monitors, Physiologic, Cardiac Output, Bedside
| Welch Allyn Inc | SureTemp Plus 692 | 26086417 | Thermometers, Electronic
BN16304 | Ohio Medical Corporation | Intermittent/Continuous Vacuum Regulator | GFFG20995 | Regulators, Suction
B39874 | Modular Services Co. | Stratus | 184802 | Service Columns, Prefabricated
BS25780 / ICU-PORT4 | GE Healthcare | CARESCAPE Monitor B450 | SNE17330208HA | Monitoring Systems, Physiologic
BS25674 | GE Healthcare | CARESCAPE Monitor B650 | SK417361116HA | Monitoring Systems, Physiologic
BN26274 | Huntleigh Healthcare | Dopplex D900 | 900LX0180748-16 | Detectors, Blood Flow, Ultrasonic
BN16270 | Ohio Medical Corporation | Intermittent/Continuous Vacuum Regulator | GFFG15009 | Regulators, Suction
BN30722 | Welch Allyn Inc | SureTemp Plus 692 | 08222774 | Thermometers, Electronic
BN16644 | Precision Medical Inc | PM3300 | 134918 | Regulators, Suction
| BERCHTOLD | Chromophare F 300 | 7735170-Y 17825 | Lights, Surgical
BN16686 | Precision Medical Inc | PM3300 | 134922 | Regulators, Suction
BS25508 | BERCHTOLD | Chromophare F 300 | 7735170-Y 17819 | Lights, Surgical
BN16635 | Precision Medical Inc | PM3300 | 135100 | Regulators, Suction
B44506 | Modular Services Co. | Stratus | 184908 | Service Columns, Prefabricated
BN16674 | Precision Medical Inc | PM3300 | 135027 | Regulators, Suction
B36310 | Modular Services Co. | Stratus | 1406148 | Service Columns, Prefabricated
| Tripp Lite | SmartPro LCD 120V 1000VA 500W | 2729AVHSM879401130 | Power Systems, Electrical, Uninterruptible
| Welch Allyn Inc | 767 Wall Sphygmomanometer | 201104160815 | Sphygmomanometers, Aneroid
BS24268 | 3M Health Care | Bair Hugger 775 | 28530 | Warming Units, Patient, Forced-Air
BS33329 / P4-PORT4 | GE Healthcare | CARESCAPE Monitor B450 | SNE19303011SA | Monitoring Systems, Physiologic
BS32087 / ICU-TRAN1 | GE Healthcare | CARESCAPE Monitor B450 | SNE17350087HA | Monitoring Systems, Physiologic
184774 | GE Healthcare | CARESCAPE Monitor B650 | SK417361148HA | Monitoring Systems, Physiologic
B11054 | Modular Services Co. | Stratus | 181360 | Service Columns, Prefabricated
B41258 | Avanos | MiniStim | 15638 | Stimulators, Electrical, Peripheral Nerve
BN22034 | Welch Allyn Inc | SureTemp Plus 692 | 08151066 | Thermometers, Electronic
BS25740 | GE Healthcare | CARESCAPE PDM Patient Data Module | SA317380202SA | Physiologic Monitor Modules, Multiparameter
| Welch Allyn Inc | Tycos 509 | 188401 | Sphygmomanometers, Aneroid
BS25677 | GE Healthcare | CARESCAPE Monitor B650 | SK417321127HA | Monitoring Systems, Physiologic
B16639 | Oscor Inc | Oscor External Dual-Chamber Pacemaker | 2203201 | Pacemakers, Cardiac, External, Invasive Electrode, Transvenous
BN25725 | GE Healthcare | CARESCAPE PDM Patient Data Module | SA314055629GA | Physiologic Monitor Modules, Multiparameter
| Unknown | ROUNDS/MAINTENANCE | JPS Rounds 433650 | Miscellaneous Maintenance
| GE Healthcare | CARESCAPE B650 | sk415491327HA | Monitors, Physiologic, Multipurpose, Bedside, Modular
| Summit Doppler Systems, Inc. | LifeDop 150 | 2019030001 | Detectors, Blood Flow, Ultrasonic
B44376 | GE Healthcare | Unity Network ID | SPE17370049SA | Data Interface Units, Physiologic Monitor/Information System
| Allied Healthcare Products, Inc. | G180 OptiVac | NSN | Aspirators, Airway
| Allied Healthcare Products, Inc. | G180 OptiVac | NSN | Aspirators, Airway
181363 | Ohio Medical Corporation | Intermittent/Continuous Vacuum Regulator | JGGR13142 | Regulators, Suction
B44084 | BERCHTOLD | Chromophare F 300 | 7735170Y17834 | Lights, Surgical
| Welch Allyn Inc | 767 Wall Sphygmomanometer | 220323120710 | Sphygmomanometers, Aneroid
BS33297 | Canvys - Visual Technology Solutions | RAP2123AMII | DTT260G0060 | Monitors, Video
| Ohio Medical Corporation | PISA | PSAF10782 | Regulators, Suction
BS33322 | GE Medical Systems | CARESCAPE CENTRAL STATION MAI700 | SKN19310079SA | Monitoring Systems
B11062 | Modular Services Co. | Stratus | 166362 | Service Columns, Prefabricated
BN16632 | Precision Medical Inc | PM3300 | 135103 | Regulators, Suction
A61144 | BD | Alaris PC | 17025589 | Controllers, Infusion Pump Systems, Programmable
BS33295 | Canvys - Visual Technology Solutions | RAP2123AMII | DTT290H0193 | Monitors, Video
B30055 | Quincy Lab | ReadyBath | MSC5-05335 | Warming Units, Multipurpose
B41163 | Ohio Medical Corporation | Intermittent/Continuous Vacuum Regulator | 177904 | Regulators, Suction
| Welch Allyn Inc | 767 Wall Sphygmomanometer | 220323130210 | Sphygmomanometers, Aneroid
| American Power Conversion (APC) by Schneider Electric | APC Smart-UPS 1500VA LCD RM 2U 120V with SmartConnect | 3S1949X14287 | Power Systems, Electrical, Uninterruptible
166356 | Welch Allyn Inc | 767 Wall Sphygmomanometer | 220323130330 | Sphygmomanometers, Aneroid
BS25511 | BERCHTOLD | Chromophare F 300 | 7735170-Y 17826 | Lights, Surgical
| GE Healthcare | CARESCAPE Respiratory Module E-sCO | SGV20461530HA | Physiologic Monitor Modules, Anesthetic Gas
BS25584 | GE Medical Systems | BIS Module | SGS17370004HA | Physiologic Monitor Modules, Electroencephalography
BS25752 | GE Healthcare | CARESCAPE Respiratory Module E-sCO | SGV17341084HA | Physiologic Monitor Modules, Anesthetic Gas
BS25514 | BERCHTOLD | Chromophare F 300 | 7735170-Y 17816 | Lights, Surgical
| GE Healthcare | CARESCAPE Respiratory Module E-sCO | SGV17341060HA | Physiologic Monitor Modules, Anesthetic Gas
BN16278 | Ohio Medical Corporation | Intermittent/Continuous Vacuum Regulator | Gffk17428 | Regulators, Suction
BS26504 | GE Medical Systems | CARESCAPE CENTRAL STATION MAI700 | SKN17370091SA | Monitoring Systems
BN16523 | Precision Medical Inc | PM3300 | 135126 | Regulators, Suction
| Ohio Medical Corporation | PISA | PSAF14108 | Regulators, Suction
B16119 | GE Healthcare | CARESCAPE PDM Patient Data Module | SPX20500865SA | Physiologic Monitor Modules, Multiparameter
166680 | Welch Allyn Inc | 767 Wall Sphygmomanometer | 211217093620 | Sphygmomanometers, Aneroid
BS25517 | BERCHTOLD | Chromophare F 300 | 7735170-Y 17842 | Lights, Surgical
BS25513 | BERCHTOLD | Chromophare F 300 | 184730 | Lights, Surgical
BS25693 | GE Healthcare | CARESCAPE Monitor B650 | SK417321134HA | Monitoring Systems, Physiologic
B44103 | BERCHTOLD | Chromophare F 300 | 7735170Y17839 | Lights, Surgical
| Zoll Medical Corp | Thermogard HQ | TGHQ20071 | Warming/Cooling Units, Patient, Circulating-Liquid, Intravascular
BS33305 / P4-TRN01 | GE Healthcare | CARESCAPE Monitor B450 | SNE19293019SA | Monitoring Systems, Physiologic
| Ohio Medical Corporation | PISA | psaf03124 | Regulators, Suction
B34921 | BERCHTOLD | Chromophare F 300 | 7735170Y17822 | Lights, Surgical
BS25583 | GE Medical Systems | BIS Module | SGS17360067HA | Physiologic Monitor Modules, Electroencephalography
| Modular Services Co. | Stratus | 1610847 | Service Columns, Prefabricated
| Edwards Lifesciences | EV1000 | TPAB056613 | Monitors, Physiologic, Cardiac Output, Bedside
B27270 | Precision Medical Inc | PM3300 | 134919 | Regulators, Suction
B44411 | Modular Services Co. | Stratus | 196775 | Service Columns, Prefabricated
| GE Healthcare | Unity Network ID | SPE17370036SA | Data Interface Units, Physiologic Monitor/Information System
BN18147 | Precision Medical Inc | PM3300 | 134924 | Regulators, Suction
BS33486 | Huntleigh Healthcare | Dopplex D900 | 900LX16291819 | Detectors, Blood Flow, Ultrasonic
B16636 | Verathon Medical | GlideScope Core 15 | CN220026 | Laryngoscopes, Rigid, Video
BS20501 | Welch Allyn Inc | Connex Vital Signs Monitor 6000 Series | 103000420314 | Monitors, Physiologic, Vital Signs
BS20505 | Welch Allyn Inc | Connex Vital Signs Monitor 6000 Series | 103000500314 | Monitors, Physiologic, Vital Signs
BS20500 / A34043 | Welch Allyn Inc | Connex Vital Signs Monitor 6000 Series | 103000410314 | Monitors, Physiologic, Vital Signs
BS21248 | Welch Allyn Inc | Connex Vital Signs Monitor 6000 Series | 103001380113 | Monitors, Physiologic, Vital Signs
| Welch Allyn Inc | Connex Vital Signs Monitor 6000 Series | 100044633515 | Monitors, Physiologic, Vital Signs
| Roche Diagnostic Systems Inc | CoaguChek XS | UP0940219 | Analyzers, Point-of-Care, Whole Blood, Coagulation
bn16284 | Ohio Medical Corporation | Push-To-Set Digital Intermittent/Continuous Vacuum Regulator | gffg17849 | Regulators, Suction
BS19864 | Welch Allyn Inc | Connex Vital Signs Monitor 6000 Series | 103001902912 | Monitors, Physiologic, Vital Signs
BS33482 | Huntleigh Healthcare | Dopplex D900 | 900LX16281219 | Detectors, Blood Flow, Ultrasonic
| Tripp Lite | SmartPro LCD 120V 1000VA 500W | 3431BY0SM89D600485 | Power Systems, Electrical, Uninterruptible
BS18919 | Welch Allyn Inc | Connex Vital Signs Monitor 6000 Series | 100044643515 | Monitors, Physiologic, Vital Signs
B44408 | Modular Services Co. | Stratus | 184993 | Service Columns, Prefabricated
BS31061 | Welch Allyn Inc | Connex Spot Monitor | 1000079413619 | Monitors, Physiologic, Vital Signs
BS34958 | Welch Allyn Inc | Connex Vital Signs Monitor 6000 Series | 100044623515 | Monitors, Physiologic, Vital Signs
184955 | Welch Allyn Inc | 767 Wall Sphygmomanometer | 211217093720 | Sphygmomanometers, Aneroid
B44419 | Welch Allyn Inc | Wall Sphygmomanometer | 071129200607 | Sphygmomanometers, Aneroid
| Ohio Medical Corporation | PISA | PSAF10781 | Regulators, Suction
BS29591 | Medline Industries Inc | Comfort Glide Air | C880028475 | Pumps, Alternating Pressure Pad
A59299 | Welch Allyn Inc | Connex Spot Monitor | 100029181624 | Monitors, Physiologic, Vital Signs
| Huntleigh Healthcare | Dopplex D900 | d900110839325 | Detectors, Blood Flow, Ultrasonic
B41164 | Ohio Medical Corporation | Intermittent/Continuous Vacuum Regulator | 177935 | Regulators, Suction
BS33308 / P4-PORT1 | GE Healthcare | CARESCAPE Monitor B450 | SNE19303004SA | Monitoring Systems, Physiologic
BS20504 | Welch Allyn Inc | Connex Vital Signs Monitor 6000 Series | 103000370314 | Monitors, Physiologic, Vital Signs
BS18501 | 3M Health Care | Bair Hugger 775 | 62325 | Warming Units, Patient, Forced-Air
| Welch Allyn Inc | Tycos 509 | 188400 | Sphygmomanometers, Aneroid
BS29593 | Medline Industries Inc | Comfort Glide Air | C880011404 | Pumps, Alternating Pressure Pad
BS25769 | GE Healthcare | CARESCAPE Respiratory Module E-sCO | SGV17331123HA | Physiologic Monitor Modules, Anesthetic Gas
B16496 | Welch Allyn Inc | Connex Vital Signs Monitor 6000 Series | 103000510314 | Monitors, Physiologic, Vital Signs
BS30090 | Zoll Medical Corp | R Series PLUS | Af19a091154 | Defibrillators, External, Automated
BS19867 | Welch Allyn Inc | Connex Vital Signs Monitor 6000 Series | 103001560113 | Monitors, Physiologic, Vital Signs
BS25507 | BERCHTOLD | Chromophare F 300 | 196869 | Lights, Surgical
BS31514 | Welch Allyn Inc | Connex Vital Signs Monitor 6000 Series | 103000063212 | Monitors, Physiologic, Vital Signs
BN26349 | Ohio Medical Corporation | Intermittent/Continuous Vacuum Regulator | GFFG21004 | Regulators, Suction
BS25561 | BERCHTOLD | Chromophare F 300 | 7735170-Y 17835 | Lights, Surgical
| GE Healthcare | CARESCAPE PDM Patient Data Module | SPX21030051SA | Physiologic Monitor Modules, Multiparameter
| Tripp Lite | SmartPro LCD 120V 1000VA 500W | 2729AVHSM879401136 | Power Systems, Electrical, Uninterruptible
| Huntleigh Healthcare | Dopplex D900 | 900LX18802922 | Detectors, Blood Flow, Ultrasonic
BS19931 | Welch Allyn Inc | Connex Vital Signs Monitor 6000 Series | 103001400113 | Monitors, Physiologic, Vital Signs
BN28605 | STERIS Corp | All Purpose Chair | 0417307066 | Stretcher/Chairs, Mobile
| Tripp Lite | SmartPro LCD 120V 1000VA 500W | 3431BYOSM89D600486 | Power Systems, Electrical, Uninterruptible
B12909 | Bio-Med Devices Inc. | MaxAir CAPR | 111220 | Respirators, Air-Purifying, Gas/Vapor
| Huntleigh Healthcare | Dopplex D900 | (21)900lx18809222 | Detectors, Blood Flow, Ultrasonic
Bs19901 | Welch Allyn Inc | Connex Vital Signs Monitor 6000 Series | 103000662612 | Monitors, Physiologic, Vital Signs
BS25870 | Huntleigh Healthcare | Dopplex D900 | KAFG5-17634 | Detectors, Blood Flow, Ultrasonic
BS20506 | Welch Allyn Inc | Connex Vital Signs Monitor 6000 Series | 103000490314 | Monitors, Physiologic, Vital Signs
BS25690 | GE Healthcare | CARESCAPE Monitor B650 | SK417321132HA | Monitoring Systems, Physiologic
BS18914 | Welch Allyn Inc | Connex Vital Signs Monitor 6000 Series | 100044663515 | Monitors, Physiologic, Vital Signs
B16638 | Edwards Lifesciences | HemoSphere | 13829307 | Cardiac Output Units, Thermodilution
BS21246 | Welch Allyn Inc | Connex Vital Signs Monitor 6000 Series | 103001410113 | Monitors, Physiologic, Vital Signs
| Welch Allyn Inc | 767 Wall Sphygmomanometer | 211217105310 | Sphygmomanometers, Aneroid
BS19862 | Welch Allyn Inc | Connex Vital Signs Monitor 6000 Series | 103000083212 | Monitors, Physiologic, Vital Signs
BS25728 | GE Healthcare | CARESCAPE PDM Patient Data Module | SA317380190SA | Physiologic Monitor Modules, Multiparameter
166369 | Huntleigh Healthcare | Dopplex D900 | 21900LX17977122 | Detectors, Blood Flow, Ultrasonic
B16228 | Verathon Medical | GlideScope Core 15 | CN210440 | Laryngoscopes, Rigid, Video
B16635 | Verathon Medical | GlideScope Core 15 | CN220167 | Laryngoscopes, Rigid, Video
| Zoll Medical Corp | Thermogard HQ | THQ20067 | Warming/Cooling Units, Patient, Circulating-Liquid, Intravascular
BN16610 | Precision Medical Inc | PM3300 | 135096 | Regulators, Suction
B44169 | GE Healthcare | Unity Network ID | SPE17370019SA | Data Interface Units, Physiologic Monitor/Information System
B39174 | Modular Services Co. | Stratus | 166679 | Service Columns, Prefabricated
BS25506 | BERCHTOLD | Chromophare F 300 | 7735170-Y 17817 | Lights, Surgical
B39169 | GE Healthcare | Unity Network ID | SPE17370017SA | Data Interface Units, Physiologic Monitor/Information System
BS25676 | GE Healthcare | CARESCAPE Monitor B650 | SK417321135HA | Monitoring Systems, Physiologic
Bs23190 | Welch Allyn Inc | Connex Vital Signs Monitor 6000 Series | 100054153815 | Monitors, Physiologic, Vital Signs
B41780 | GE Healthcare | CARESCAPE PDM Patient Data Module | SPX22040324SA | Physiologic Monitor Modules, Multiparameter
BS21247 | Welch Allyn Inc | Connex Vital Signs Monitor 6000 Series | 103001270113 | Monitors, Physiologic, Vital Signs
BS25766 | GE Healthcare | CARESCAPE Respiratory Module E-sCO | SGV17341075HA | Physiologic Monitor Modules, Anesthetic Gas
BS30095 | Zoll Medical Corp | R Series PLUS | AF19A091169 | Defibrillators, External, Automated
BS23950 | GE Healthcare | CARESCAPE PDM Patient Data Module | SA315493157SA | Physiologic Monitor Modules, Multiparameter
BS19863 | Welch Allyn Inc | Connex Vital Signs Monitor 6000 Series | 103001892812 | Monitors, Physiologic, Vital Signs
B44499 | GE Healthcare | Unity Network ID | SPE17370037SA | Data Interface Units, Physiologic Monitor/Information System
BS25742 | GE Healthcare | CARESCAPE Respiratory Module E-sCO | SGV17341047HA | Physiologic Monitor Modules, Anesthetic Gas
B44407 | Modular Services Co. | Stratus | 196750 | Service Columns, Prefabricated
B16251 | Ohio Medical Corporation | Intermittent/Continuous Vacuum Regulator | 166525 | Regulators, Suction
BS25767 | GE Healthcare | CARESCAPE Respiratory Module E-sCO | SGV17341035HA | Physiologic Monitor Modules, Anesthetic Gas
BS26892 | GE Healthcare | Unity Network ID | SPE17370018SA | Data Interface Units, Physiologic Monitor/Information System
BS25518 | BERCHTOLD | Chromophare F 300 | 7735170-Y 17838 | Lights, Surgical
BN16280 | Datex-Ohmeda | Push-To-Set Intermittent Suction Unit | GFFG15593 | Regulators, Suction
| GE Healthcare | CARESCAPE Respiratory Module E-sCO | SGV17341007HA | Physiologic Monitor Modules, Anesthetic Gas
B18241 | GE Healthcare | CARESCAPE PDM Patient Data Module | SA317380227SA | Physiologic Monitor Modules, Multiparameter
BN30380 | Avanos | MiniStim | 13672 | Stimulators, Electrical, Peripheral Nerve
BS25763 | GE Healthcare | CARESCAPE Respiratory Module E-sCO | SGV17341066HA | Physiologic Monitor Modules, Anesthetic Gas
| Welch Allyn Inc | SureTemp Plus 692 | 25340211 | Thermometers, Electronic
BS25773 | GE Healthcare | CARESCAPE Respiratory Module E-sCO | SGV17341012HA | Physiologic Monitor Modules, Anesthetic Gas
BS25522 | BERCHTOLD | Chromophare F 300 | 7735170-Y 17823 | Lights, Surgical
B44466 | Modular Services Co. | Stratus | 184780 | Service Columns, Prefabricated
BS25688 | GE Healthcare | CARESCAPE Monitor B650 | SK417361110HA | Monitoring Systems, Physiologic
| Huntleigh Healthcare | Dopplex D900 | D900111298125 | Detectors, Blood Flow, Ultrasonic
BN24167 | Welch Allyn Inc | SureTemp Plus 692 | 13280912 | Thermometers, Electronic
BS29653 | GE Healthcare | CARESCAPE Respiratory Module E-sCO | SGV19051098HA | Physiologic Monitor Modules, Anesthetic Gas
196919 | Ohio Medical Corporation | PISA | 010062810160908521PSAB01445 | Regulators, Suction
| Welch Allyn Inc | 767 Wall Sphygmomanometer | 201104123285 | Sphygmomanometers, Aneroid
BN18135 | Precision Medical Inc | PM3300 | 134813 | Regulators, Suction
| GE Healthcare | CARESCAPE Respiratory Module E-sCO | SGV20461250HA | Physiologic Monitor Modules, Anesthetic Gas
BN26328 | Ohio Medical Corporation | Intermittent/Continuous Vacuum Regulator | JGGV07083 | Regulators, Suction
BN16554 | Precision Medical Inc | PM3300 | 134979 | Regulators, Suction
| Ohio Medical Corporation | PISA | PSAF10783 | Regulators, Suction
189260 | Welch Allyn Inc | 767 Wall Sphygmomanometer | 220323125700 | Sphygmomanometers, Aneroid
BS25747 | GE Healthcare | CARESCAPE Respiratory Module E-sCO | SGV17341020HA | Physiologic Monitor Modules, Anesthetic Gas
BS-26882 | Belmont Medical Technologies | Belmont Rapid Infuser | 2018030972 | Infusion Pumps, Blood/Solution Warming
BS29574 | Welch Allyn Inc | SureTemp Plus 692 | 18397922 | Thermometers, Electronic
BS25694 | GE Healthcare | CARESCAPE Monitor B650 | SK417361144HA | Monitoring Systems, Physiologic
BN26320 | Huntleigh Healthcare | Dopplex D900 | 900LX0174802-15 | Detectors, Blood Flow, Ultrasonic
BS25686 | GE Healthcare | CARESCAPE Monitor B650 | SK417321126HA | Monitoring Systems, Physiologic
BN16648 | Precision Medical Inc | PM3300 | 134811 | Regulators, Suction
| Edwards Lifesciences | HEMTOM10 | 15717627 | Oximeters, Pulse
A59105 | Edwards Lifesciences | HemoSphere Advanced Monitoring Platform | 13626257 | Monitors, Physiologic, Cardiac Output, Bedside
| Edwards Lifesciences | HEMTOM10 | 15717632 | Oximeters, Pulse
| Edwards Lifesciences | HEMTOM10 | 15707463 | Oximeters, Pulse
A59107 | Edwards Lifesciences | HemoSphere Advanced Monitoring Platform | 13626254 | Monitors, Physiologic, Cardiac Output, Bedside
| GE Healthcare | Unity Network ID | SPE17370040SA | Data Interface Units, Physiologic Monitor/Information System
| Welch Allyn Inc | 767 Wall Sphygmomanometer | 210721101740 | Sphygmomanometers, Aneroid
| Edwards Lifesciences | HEMTOM10 | 15717629 | Oximeters, Pulse
BS23766 | GE Healthcare | CARESCAPE PDM Patient Data Module | SA315260605GA | Physiologic Monitor Modules, Multiparameter
| Edwards Lifesciences | HEMTOM10 | 15707464 | Oximeters, Pulse
BN16522 | Precision Medical Inc | PM3300 | 134912 | Regulators, Suction
A59106 | Edwards Lifesciences | HemoSphere Advanced Monitoring Platform | 13626258 | Monitors, Physiologic, Cardiac Output, Bedside
| Welch Allyn Inc | SureTemp Plus 692 | 08341805 | Thermometers, Electronic
| GE Healthcare | CARESCAPE Respiratory Module E-sCO | SGV17341068HA | Physiologic Monitor Modules, Anesthetic Gas
BS18511 | 3M Health Care | Bair Hugger 775 | 62327 | Warming Units, Patient, Forced-Air
B16217 | Welch Allyn Inc | SureTemp Plus 692 | 21434863 | Thermometers, Electronic
B44215 | Precision Medical Inc | PM3300 | 134806 | Regulators, Suction
BN16526 | Precision Medical Inc | PM3300 | 134825 | Regulators, Suction
B44403 | Modular Services Co. | Stratus | 184732 | Service Columns, Prefabricated
BS23966 | GE Healthcare | CARESCAPE PDM Patient Data Module | SA315493136SA | Physiologic Monitor Modules, Multiparameter
BS25757 | GE Healthcare | CARESCAPE Respiratory Module E-sCO | SGV17341021HA | Physiologic Monitor Modules, Anesthetic Gas
| Huntleigh Healthcare | Dopplex D900 | 900lx0159883-13 | Detectors, Blood Flow, Ultrasonic
BN27740 | Welch Allyn Inc | Wall Sphygmomanometer | 071022071006 | Sphygmomanometers, Aneroid
BS25174 | GE Healthcare | CARESCAPE PDM Patient Data Module | SA317260323SA | Physiologic Monitor Modules, Multiparameter
| Edwards Lifesciences | HemoSphere ClearSight Module | 16808717 | Physiologic Monitor Modules, Noninvasive Blood Pressure
BN16294 | Datex-Ohmeda | Push-To-Set Intermittent Suction Unit | GFFG21006 | Regulators, Suction
BS25770 | GE Healthcare | CARESCAPE Respiratory Module E-sCO | SGV17341082HA | Physiologic Monitor Modules, Anesthetic Gas
BN16277 | Ohio Medical Corporation | Intermittent/Continuous Vacuum Regulator | GFFG21002 | Regulators, Suction
BS25559 | BERCHTOLD | Chromophare F 300 | 7735170-Y 17820 | Lights, Surgical
BS26885 | ACCUTOME | AccuPen | 17L1045 | Ophthalmic Tonometers
BS21468 | Oscor Inc | Oscor External Dual-Chamber Pacemaker | 1029208 | Pacemakers, Cardiac, External, Invasive Electrode, Transvenous
BS25700 | GE Healthcare | CARESCAPE Monitor B650 | SK417361131HA | Monitoring Systems, Physiologic
BN16612 | Welch Allyn Inc | SureTemp Plus 692 | 08222797 | Thermometers, Electronic
BN18144 | Precision Medical Inc | PM3300 | 134930 | Regulators, Suction
BS25755 | GE Healthcare | CARESCAPE Respiratory Module E-sCO | SGV17341062HA | Physiologic Monitor Modules, Anesthetic Gas
BN18146 | Welch Allyn Inc | SureTemp Plus 692 | 08222779 | Thermometers, Electronic
B44142 | GE Healthcare | Unity Network ID | SPE17370020SA | Data Interface Units, Physiologic Monitor/Information System
bs31944 | Huntleigh Healthcare | Dopplex D900 | 900lx18601722 | Detectors, Blood Flow, Ultrasonic
Bn16292 | Ohio Medical Corporation | Intermittent/Continuous Vacuum Regulator | GFFG21014 | Regulators, Suction
| Oscor Inc | Oscor External Dual-Chamber Pacemaker | 1029209 | Pacemakers, Cardiac, External, Invasive Electrode, Transvenous
BS25771 | GE Healthcare | CARESCAPE Respiratory Module E-sCO | SGV17271055HA | Physiologic Monitor Modules, Anesthetic Gas
| BERCHTOLD | Chromophare F 300 | 7735170Y17830 | Lights, Surgical
B15018 | Ohio Medical Corporation | Intermittent/Continuous Vacuum Regulator | JGGV07082 | Regulators, Suction
BN16309 | Datex-Ohmeda | Push-To-Set Intermittent Suction Unit | GFFG15597 | Regulators, Suction
BS25698 | GE Healthcare | CARESCAPE Monitor B650 | SK417361132HA | Monitoring Systems, Physiologic
B44574 | Welch Allyn Inc | SureTemp Plus 692 | 08222793 | Thermometers, Electronic
| Welch Allyn Inc | 767 Wall Sphygmomanometer | 211217105130 | Sphygmomanometers, Aneroid
BS25753 | GE Healthcare | CARESCAPE Respiratory Module E-sCO | SGV17341008HA | Physiologic Monitor Modules, Anesthetic Gas
B16579 | Quincy Lab | ReadyBath | MSC505324 | Warming Units, Multipurpose
bn18128 | Precision Medical Inc | PM3300 | 134882 | Regulators, Suction
BN16266 | Ohio Medical Corporation | Intermittent/Continuous Vacuum Regulator | GFFG15001 | Regulators, Suction
B44163 | Modular Services Co. | Stratus | 196962 | Service Columns, Prefabricated
BN18136 | Welch Allyn Inc | SureTemp Plus 692 | 08223319 | Thermometers, Electronic
BS26503 | GE Medical Systems | CARESCAPE CENTRAL STATION MAI700 | SKN17370071SA | Monitoring Systems
B44157 | GE Healthcare | Unity Network ID | SPE1737003 | Data Interface Units, Physiologic Monitor/Information System
| Ambu | aView 2 Advance Monitor | A224110970 | Monitors, Video
BS25703 | GE Healthcare | CARESCAPE Monitor B650 | SK417361136HA | Monitoring Systems, Physiologic
BS25730 | GE Healthcare | CARESCAPE PDM Patient Data Module | SA317380191SA | Physiologic Monitor Modules, Multiparameter
BN24161 | Welch Allyn Inc | SureTemp Plus 692 | 13301674 | Thermometers, Electronic
BS26867 | GE Healthcare | CARESCAPE PDM Patient Data Module | SA313282634GA | Physiologic Monitor Modules, Multiparameter
| Ohio Medical Corporation | Push-To-Set Intermittent/Continuous Vacuum Regulator | PSAD06794 | Regulators, Suction
| GE Healthcare | Unity Network ID | 21spe17370029sa | Data Interface Units, Physiologic Monitor/Information System
B23425 | GE Healthcare | Unity Network ID | SPE17370013SA | Data Interface Units, Physiologic Monitor/Information System
BS25589 | GE Medical Systems | BIS Module | SGS17360041HA | Physiologic Monitor Modules, Electroencephalography
BN16683 | Precision Medical Inc | PM3300 | 134800 | Regulators, Suction
| Ohio Medical Corporation | Push-To-Set Intermittent/Continuous Vacuum Regulator | PSAD06803 | Regulators, Suction
| Integra Lifesciences | ICP Express | 10222 | Monitors, Physiologic, Intracranial Pressure, Bedside
BS25684 | GE Healthcare | CARESCAPE Monitor B650 | SK417361115HA | Monitoring Systems, Physiologic
BS25704 | GE Healthcare | CARESCAPE Monitor B650 | SK417361146HA | Monitoring Systems, Physiologic
B23461 | Modular Services Co. | Stratus | 176593 | Service Columns, Prefabricated
BN16677 | Precision Medical Inc | PM3300 | 134928 | Regulators, Suction
BN30702 | Ohio Medical Corporation | Intermittent/Continuous Vacuum Regulator | JGGR13138 | Regulators, Suction
BN16591 | Precision Medical Inc | PM3300 | 134798 | Regulators, Suction
BS25744 | GE Healthcare | CARESCAPE Respiratory Module E-sCO | SGV17341097HA | Physiologic Monitor Modules, Anesthetic Gas
B23106 | Welch Allyn Inc | SureTemp Plus 692 | 21345458 | Thermometers, Electronic
B23460 | Modular Services Co. | Stratus | 176594 | Service Columns, Prefabricated
| Reichert Ophthalmic Instruments Div | Tono-Pen AVIA | 68540-0222 | Ophthalmic Tonometers, Applanation
BN16659 | Precision Medical Inc | PM3300 | 135011 | Regulators, Suction
B39879 | Modular Services Co. | Stratus | 184768 | Service Columns, Prefabricated
BS25697 | GE Healthcare | CARESCAPE Monitor B650 | SK417361108HA | Monitoring Systems, Physiologic
184948 | Welch Allyn Inc | 767 Wall Sphygmomanometer | 211217104450 | Sphygmomanometers, Aneroid
BN16528 | Precision Medical Inc | PM3300 | 134793 | Regulators, Suction
B44467 | GE Healthcare | Unity Network ID | SPE17370035SA | Data Interface Units, Physiologic Monitor/Information System
| GE Healthcare | CARESCAPE PDM Patient Data Module | SPX21020836SA | Physiologic Monitor Modules, Multiparameter
| Huntleigh Healthcare | Dopplex D900 | 900LX18802222 | Detectors, Blood Flow, Ultrasonic
| Welch Allyn Inc | 767 Wall Sphygmomanometer | 201104151175 | Sphygmomanometers, Aneroid
B16261 | Ohio Medical Corporation | PISA | PSAA13638 | Regulators, Suction
BN18134 | Precision Medical Inc | PM3300 | 134980 | Regulators, Suction
184903 | Welch Allyn Inc | 767 Wall Sphygmomanometer | 211116154400 | Sphygmomanometers, Aneroid
BS25585 | GE Medical Systems | BIS Module | SGS17360059HA | Physiologic Monitor Modules, Electroencephalography
B41499 | Huntleigh Healthcare | Dopplex D900 | 900LX11900220 | Detectors, Blood Flow, Ultrasonic
| Precision Medical Inc | PM3300 | 134927 | Regulators, Suction
B44315 | Modular Services Co. | Stratus | 196958 | Service Columns, Prefabricated
bs31945 | Huntleigh Healthcare | Dopplex D900 | 900lx18608522 | Detectors, Blood Flow, Ultrasonic
| BERCHTOLD | Chromophare F 300 | 7735170-Y 17813 | Lights, Surgical
BS26505 | GE Medical Systems | CARESCAPE CENTRAL STATION MAI700 | SKN17370073SA | Monitoring Systems
B44039 | GE Healthcare | CARESCAPE Monitor B650 | SK417361113HA | Monitoring Systems, Physiologic
BS32952 | GE Medical Systems | CARESCAPE CENTRAL STATION MAI700 | SKN19380003SA | Monitoring Systems
| Tripp Lite | SmartPro 120V 1.5kVA 1.35kW Line-Interactive Sine Wave UPS | 3211GYOSM820601167 | Power Systems, Electrical, Uninterruptible
BS25685 | GE Healthcare | CARESCAPE Monitor B650 | SK417361096HA | Monitoring Systems, Physiologic
| Edwards Lifesciences | HemoSphere ClearSight Module | 16807325 | Physiologic Monitor Modules, Noninvasive Blood Pressure
BS25520 | BERCHTOLD | Chromophare F 300 | 7735170-Y 17809 | Lights, Surgical
A59149 | ECHONOUS | EchoNous Bladder | R52X50A558D | Scanning Systems, Ultrasonic, Small-Parts, Urinary Bladder
B44399 | Modular Services Co. | Stratus | 184937 | Service Columns, Prefabricated
BS25678 | GE Healthcare | CARESCAPE Monitor B650 | SK417361137HA | Monitoring Systems, Physiologic
BS25671 | GE Healthcare | CARESCAPE Monitor B650 | SK417361109HA | Monitoring Systems, Physiologic
BN16283 | Precision Medical Inc | Continuous Intermittent Vacuum Regulator | GFFG17854 | Regulators, Suction
BS25503 | BERCHTOLD | Chromophare F 300 | 184773 | Lights, Surgical
BN16561 | Precision Medical Inc | PM3300 | 134804 | Regulators, Suction
BS30121 | Zoll Medical Corp | R Series PLUS | AF18L090312 | Defibrillators, External, Automated
| Huntleigh Healthcare | Dopplex D900 | D900110093923 | Detectors, Blood Flow, Ultrasonic
B44404 | Modular Services Co. | Stratus | 184982 | Service Columns, Prefabricated
BN16664 | Precision Medical Inc | PM3300 | 134855 | Regulators, Suction
B41265 | Huntleigh Healthcare | Dopplex D900 | 900LX17368721 | Detectors, Blood Flow, Ultrasonic
BN16354 | Enthermics Medical Systems | EC1540 | 561116-001 | Warming Units, Blanket
BS25563 | BERCHTOLD | Chromophare F 300 | 7735170-Y 17837 | Lights, Surgical
| Huntleigh Healthcare | Dopplex D900 | D900110093223 | Detectors, Blood Flow, Ultrasonic
BN16665 | Precision Medical Inc | PM3300 | 134852 | Regulators, Suction
B30054 | Quincy Lab | ReadyBath | MSC505327 | Warming Units, Multipurpose
| Edwards Lifesciences | HemoSphere Advanced Monitoring Platform | 13620197 | Monitors, Physiologic, Cardiac Output, Bedside
| Welch Allyn Inc | SureTemp Plus 692 | 08151141 | Thermometers, Electronic
BS29654 | GE Healthcare | CARESCAPE PDM Patient Data Module | SPX19130151SA | Physiologic Monitor Modules, Multiparameter
BN16680 | Precision Medical Inc | PM3300 | 135015 | Regulators, Suction
BN16641 | Welch Allyn Inc | SureTemp Plus 692 | 08223300 | Thermometers, Electronic
184970 | Modular Services Co. | Stratus | 184970 | Service Columns, Prefabricated
BS34960 | GE Medical Systems | CARESCAPE CENTRAL STATION MAI700 | SKN17370072SA | Monitoring Systems
| Welch Allyn Inc | 767 Wall Sphygmomanometer | 220323121140 | Sphygmomanometers, Aneroid
b10017 | Welch Allyn Inc | SureTemp Plus 692 | 08322524 | Thermometers, Electronic
BN16260 | Datex-Ohmeda | Push-To-Set Intermittent Suction Unit | GFFG20999 | Regulators, Suction
| GE Healthcare | CARESCAPE Respiratory Module E-sCO | SGV20461377HA | Physiologic Monitor Modules, Anesthetic Gas
A49607 / BS25124 | Welch Allyn Inc | ELI 380 | 117320582558 | Electrocardiographs, Multichannel, Interpretive
BN16663 | Welch Allyn Inc | SureTemp Plus 692 | 08223369 | Thermometers, Electronic
B23087 | Welch Allyn Inc | SureTemp Plus 692 | (21)21345448 | Thermometers, Electronic
BN16626 | Precision Medical Inc | PM3300 | 135099 | Regulators, Suction
B44432 | Modular Services Co. | Stratus | 184849 | Service Columns, Prefabricated
| GE Healthcare | CARESCAPE Respiratory Module E-sCO | SGV20461199HA | Physiologic Monitor Modules, Anesthetic Gas
BS29583 | Oscor Inc | Oscor External Dual-Chamber Pacemaker | 1042102 | Pacemakers, Cardiac, External, Invasive Electrode, Transvenous
| Integra Lifesciences | CERELINK ICP MONITOR | CLK2522520 | Monitors, Physiologic, Intracranial Pressure, Bedside
BS25772 | GE Healthcare | CARESCAPE Respiratory Module E-sCO | SGV17341050HA | Physiologic Monitor Modules, Anesthetic Gas
| Integra Lifesciences | CERELINK ICP MONITOR | CLK2521504 | Monitors, Physiologic, Intracranial Pressure, Bedside
BS25759 | GE Healthcare | CARESCAPE Respiratory Module E-sCO | SGV17341057HA | Physiologic Monitor Modules, Anesthetic Gas
BS25689 | GE Healthcare | CARESCAPE Monitor B650 | SK417361097HA | Monitoring Systems, Physiologic
BS25682 | GE Healthcare | CARESCAPE Monitor B650 | SK417321131HA | Monitoring Systems, Physiologic
| Zoll Medical Corp | Thermogard HQ | TGHQ20072 | Warming/Cooling Units, Patient, Circulating-Liquid, Intravascular
BS25774 | GE Healthcare | CARESCAPE Respiratory Module E-sCO | SGV17321167HA | Physiologic Monitor Modules, Anesthetic Gas
196986 | Welch Allyn Inc | 767 Wall Sphygmomanometer | 201104135275 | Sphygmomanometers, Aneroid
| BERCHTOLD | Chromophare F 300 | 7735170-Y 17843 | Lights, Surgical
BS34780 | GE Healthcare | CARESCAPE Monitor B450 | SNE17350098HA | Monitoring Systems, Physiologic
BN18129 | Precision Medical Inc | PM3300 | 134925 | Regulators, Suction
BN30723 | Joerns Healthcare | Hoyer HPL700 | 1000018877 | Lifts, Patient Transfer
B44470 | Modular Services Co. | Stratus | 184777 | Service Columns, Prefabricated
BS25739 | GE Healthcare | CARESCAPE PDM Patient Data Module | SA317380187SA | Physiologic Monitor Modules, Multiparameter
BS30104 | Zoll Medical Corp | R Series PLUS | AF18L090311 | Defibrillators, External, Automated
BS30082 | Zoll Medical Corp | R Series PLUS | AF19A090793 | Defibrillators, External, Automated
BS25701 | GE Healthcare | CARESCAPE Monitor B650 | SK417361111HA | Monitoring Systems, Physiologic
| 3M Health Care | Bair Hugger 775 | 093060 | Warming Units, Patient, Forced-Air
BN16611 | Precision Medical Inc | PM3300 | 135008 | Regulators, Suction
184779 | Huntleigh Healthcare | Dopplex D900 | 21900LX17368921 | Detectors, Blood Flow, Ultrasonic
BN18050 | Precision Medical Inc | PM3300 | 134988 | Regulators, Suction
BS25673 | GE Healthcare | CARESCAPE Monitor B650 | SK417361145HA | Monitoring Systems, Physiologic
BS25718 | GE Healthcare | CARESCAPE PDM Patient Data Module | SA317380214SA | Physiologic Monitor Modules, Multiparameter
| Integra Lifesciences | ICP Express | 10212 | Monitors, Physiologic, Intracranial Pressure, Bedside
| Huntleigh Healthcare | Dopplex D900 | d900120285026 | Detectors, Blood Flow, Ultrasonic
| Ohio Medical Corporation | Push-To-Set Intermittent/Continuous Vacuum Regulator | PSAD06489 | Regulators, Suction
BS21473 | Oscor Inc | Oscor External Dual-Chamber Pacemaker | 0943008 | Pacemakers, Cardiac, External, Invasive Electrode, Transvenous
BS25587 | GE Medical Systems | BIS Module | SGS17360072HA | Physiologic Monitor Modules, Electroencephalography
BN16557 | Precision Medical Inc | PM3300 | 134950 | Regulators, Suction
B44316 | Modular Services Co. | Stratus | 196957 | Service Columns, Prefabricated
B44211 | BERCHTOLD | Chromophare F 300 | 77351170Y17821 | Lights, Surgical
| Huntleigh Healthcare | Dopplex D900 | D900110093123 | Detectors, Blood Flow, Ultrasonic
b36307 | GE Healthcare | Unity Network ID | spe17370033sa | Data Interface Units, Physiologic Monitor/Information System
BS25680 | GE Healthcare | CARESCAPE Monitor B650 | SK417361138HA | Monitoring Systems, Physiologic
BS25720 | GE Healthcare | CARESCAPE PDM Patient Data Module | SA317380195SA | Physiologic Monitor Modules, Multiparameter
B44398 | Modular Services Co. | Stratus | 184939 | Service Columns, Prefabricated
BS25560 | BERCHTOLD | Chromophare F 300 | 7735170-Y 17818 | Lights, Surgical
BS25519 | BERCHTOLD | Chromophare F 300 | 7735170-Y 17840 | Lights, Surgical
BS25749 | GE Healthcare | CARESCAPE Respiratory Module E-sCO | SGV17341016HA | Physiologic Monitor Modules, Anesthetic Gas
Bn26327 | Ohio Medical Corporation | Intermittent/Continuous Vacuum Regulator | JGGV07084 | Regulators, Suction
B44300 | GE Healthcare | Unity Network ID | SPE17370030SA | Data Interface Units, Physiologic Monitor/Information System
Bs26881 | Oscor Inc | Oscor External Dual-Chamber Pacemaker | 1245117 | Pacemakers, Cardiac, External, Invasive Electrode, Transvenous
181019 | Welch Allyn Inc | 767 Wall Sphygmomanometer | 210802155530 | Sphygmomanometers, Aneroid
BN16593 | Welch Allyn Inc | SureTemp Plus 692 | 08223324 | Thermometers, Electronic
B30021 | Quincy Lab | ReadyBath | MSC5-05371 | Warming Units, Multipurpose
BS23891 | Oscor Inc | Oscor External Dual-Chamber Pacemaker | 1604019 | Pacemakers, Cardiac, External, Invasive Electrode, Transvenous
| Rice Lake Weighing Systems | RL-DBS-2 | 10101900336 | Scales, Infant
B39875 | GE Healthcare | Unity Network ID | SPE17370044SA | Data Interface Units, Physiologic Monitor/Information System
BN16617 | Precision Medical Inc | PM3300 | 134854 | Regulators, Suction
BS25705 | GE Healthcare | CARESCAPE Monitor B650 | SK417361117HA | Monitoring Systems, Physiologic
BN29417 | Welch Allyn Inc | Green Series 777 Integrated Wall System | 184729 | Ophthalmoscope/Otoscope/Vital Signs Measuring Systems
A59105 | Edwards Lifesciences | HemoSphere ClearSight Module | 16808402 | Physiologic Monitor Modules, Noninvasive Blood Pressure
B16215 | Welch Allyn Inc | SureTemp Plus 692 | 21434840 | Thermometers, Electronic
BN12090 | Enthermics Medical Systems | EC1540 | 231806-1003 | Warming Units, Blanket
A59106 | Edwards Lifesciences | HemoSphere ClearSight Module | 16808401 | Physiologic Monitor Modules, Noninvasive Blood Pressure
| Huntleigh Healthcare | Dopplex D900 | D900110764525 | Detectors, Blood Flow, Ultrasonic
BS25717 | GE Healthcare | CARESCAPE PDM Patient Data Module | SA317380219SA | Physiologic Monitor Modules, Multiparameter
B44507 | GE Healthcare | Unity Network ID | SPE17370015SA | Data Interface Units, Physiologic Monitor/Information System
B44285 | GE Healthcare | Unity Network ID | SPE17370052SA | Data Interface Units, Physiologic Monitor/Information System
BN16268 | Ohio Medical Corporation | Intermittent/Continuous Vacuum Regulator | GFFG15008 | Regulators, Suction
| GE Healthcare | CARESCAPE Respiratory Module E-sCO | SGV20461328HA | Physiologic Monitor Modules, Anesthetic Gas
BS25768 | GE Healthcare | CARESCAPE Respiratory Module E-sCO | SGV17341025HA | Physiologic Monitor Modules, Anesthetic Gas
B44298 | GE Healthcare | Unity Network ID | SPE17370028SA | Data Interface Units, Physiologic Monitor/Information System
BS25681 | GE Healthcare | CARESCAPE Monitor B650 | SK417321104HA | Monitoring Systems, Physiologic
B23443 | Modular Services Co. | Stratus | 176648 | Service Columns, Prefabricated
BS25692 | GE Healthcare | CARESCAPE Monitor B650 | SK417361128HA | Monitoring Systems, Physiologic
BS26834 | GE Healthcare | CARESCAPE PDM Patient Data Module | SA313272230GA | Physiologic Monitor Modules, Multiparameter
BS25765 | GE Healthcare | CARESCAPE Respiratory Module E-sCO | SGV17341028HA | Physiologic Monitor Modules, Anesthetic Gas
A59107 | Edwards Lifesciences | HemoSphere ClearSight Module | 16808400 | Physiologic Monitor Modules, Noninvasive Blood Pressure
BN30381 | Avanos | MiniStim | 13705 | Stimulators, Electrical, Peripheral Nerve
B44164 | Modular Services Co. | Stratus | 196961 | Service Columns, Prefabricated
BN24165 | Welch Allyn Inc | SureTemp Plus 692 | 13301671 | Thermometers, Electronic
BN26318 | Huntleigh Healthcare | Dopplex D900 | 900LX0174887-15 | Detectors, Blood Flow, Ultrasonic
BS25534 | BERCHTOLD | Chromophare F 300 | 7735170-Y 17828 | Lights, Surgical
BS25500 | BERCHTOLD | Chromophare F 300 | 7735170-Y 17812 | Lights, Surgical
BN24019 | Welch Allyn Inc | SureTemp Plus 692 | 08234448 | Thermometers, Electronic
Bs23939 | GE Healthcare | CARESCAPE PDM Patient Data Module | SA315483117SA | Physiologic Monitor Modules, Multiparameter
| Edwards Lifesciences | HemoSphere Advanced Monitoring Platform | 13620196 | Monitors, Physiologic, Cardiac Output, Bedside
B16645 | 3M Health Care | Bair Hugger 775 | 189948 | Warming Units, Patient, Forced-Air
BS25505 | BERCHTOLD | Chromophare F 300 | 7735170-Y 17836 | Lights, Surgical
| GE Healthcare | CARESCAPE PDM Patient Data Module | SA317380059SA | Physiologic Monitor Modules, Multiparameter
| Welch Allyn Inc | SureTemp Plus 692 | 08222792 | Thermometers, Electronic
BN26994 | Welch Allyn Inc | SureTemp Plus 692 | 18174192 | Thermometers, Electronic
B16226 | Edwards Lifesciences | EV1000 | 600153016068 | Monitors, Physiologic, Cardiac Output, Bedside
B10007 | Welch Allyn Inc | SureTemp Plus 692 | 21345435 | Thermometers, Electronic
| Welch Allyn Inc | 767 Wall Sphygmomanometer | 240313095440 | Sphygmomanometers, Aneroid
BN28366 | Welch Allyn Inc | SureTemp Plus 692 | 08222786 | Thermometers, Electronic
BS25531 | BERCHTOLD | Chromophare F 300 | 7735170-Y 17841 | Lights, Surgical
BN18132 | Precision Medical Inc | PM3300 | 134910 | Regulators, Suction
BN28005 | Ohio Medical Corporation | Intermittent/Continuous Vacuum Regulator | GFFG15598 | Regulators, Suction
| NeurOptics | NPi-100 Pupillometer Kit | P230405006 | Pupillometers
Bn24552 | Welch Allyn Inc | Wall Sphygmomanometer | 140620085925 | Sphygmomanometers, Aneroid
BS25558 | BERCHTOLD | Chromophare F 300 | 7735170-Y 17832 | Lights, Surgical
B11092 | GE Healthcare | Unity Network ID | SPE17370038SA | Data Interface Units, Physiologic Monitor/Information System
BS34150 | Cone Instruments Inc | Ultrasound Transducer Storage Cabinet | N/A | Cabinets, Storage
BS26872 | GE Healthcare | Unity Network ID | SPE17370039SA | Data Interface Units, Physiologic Monitor/Information System
BS25775 | GE Healthcare | CARESCAPE Respiratory Module E-sCO | SGV17321034HA | Physiologic Monitor Modules, Anesthetic Gas
BN27672 | Ohio Medical Corporation | Intermittent/Continuous Vacuum Regulator | VRA08228IG | Regulators, Suction
BN16310 | Ohio Medical Corporation | Intermittent/Continuous Vacuum Regulator | GFFG15592 | Regulators, Suction
B41710 | Ambu | aView 2 Advance Monitor | A221050068 | Monitors, Video
B39311 | Welch Allyn Inc | GOOSENECK | 24 | Lights, Examination
BS23930 | GE Healthcare | CARESCAPE Monitor B650 | SK415491278HA | Monitoring Systems, Physiologic
| Baxter | REPEATER Pump | PL0022263 | Liquid-Dispensing Systems, Pharmaceutical
B44210 | GE Healthcare | Unity Network ID | SPE17370024SA | Data Interface Units, Physiologic Monitor/Information System
| Huntleigh Healthcare | Datascope IABP Doppler | 900LX0159882-13 | Detectors, Blood Flow, Ultrasonic
Bs29717 | AEL LIGHTLING CO., LTD | 19100 | EC003588 | Lights, Examination
a61676 | BD | Alaris Pump Module | 17031926 | Infusion Pumps, Multitherapy
176584 | Huntleigh Healthcare | Dopplex D900 | 21900LX17978022 | Detectors, Blood Flow, Ultrasonic
A63029 | BD | Alaris PC | 16802926 | Controllers, Infusion Pump Systems, Programmable
BN15192 | Datex-Ohmeda | Push-To-Set Intermittent Suction Unit | GFFG17844 | Regulators, Suction
BS25751 | GE Healthcare | CARESCAPE Respiratory Module E-sCO | SGV17341100HA | Physiologic Monitor Modules, Anesthetic Gas
| Huntleigh Healthcare | Dopplex D900 | D900110874825 | Detectors, Blood Flow, Ultrasonic
B23456 | Modular Services Co. | Stratus | 196979 | Service Columns, Prefabricated
BN16594 | Welch Allyn Inc | 747 Diagnostic Set | 176590 | Ophthalmoscope/Otoscopes
B23431 | Modular Services Co. | Stratus | 196978 | Service Columns, Prefabricated
B44409 | Modular Services Co. | Stratus | 196777 | Service Columns, Prefabricated
B44401 | Modular Services Co. | Stratus | 184736 | Service Columns, Prefabricated
A59290 | Welch Allyn Inc | Connex Spot Monitor | 100004053724 | Monitors, Physiologic, Vital Signs
196918 | Modular Services Co. | Stratus | 196918 | Service Columns, Prefabricated
B34660 | Modular Services Co. | Stratus | 196930 | Service Columns, Prefabricated
184961 | Modular Services Co. | Stratus | 184961 | Service Columns, Prefabricated
B44168 | Modular Services Co. | Stratus | 1406121 | Service Columns, Prefabricated
B44371 | Modular Services Co. | Stratus | 196846 | Service Columns, Prefabricated
B44384 | Modular Services Co. | Stratus | 196833 | Service Columns, Prefabricated
B39868 | Modular Services Co. | Stratus | 185500 | Service Columns, Prefabricated
196913 | Modular Services Co. | Stratus | 196913 | Service Columns, Prefabricated
BN16564 | Precision Medical Inc | PM3300 | 134923 | Regulators, Suction
B44179 | Modular Services Co. | Stratus | 1406126 | Service Columns, Prefabricated
A59792 | Edwards Lifesciences | ForeSight Elite Module | 31102564 | Physiologic Monitor Modules, Intravascular Oximetry
189742 | Welch Allyn Inc | SureTemp Plus 692 | 08234436 | Thermometers, Electronic
BN16521 | Precision Medical Inc | PM3300 | 134808 | Regulators, Suction
| Oscor Inc | Oscor External Dual-Chamber Pacemaker | 1029210 | Pacemakers, Cardiac, External, Invasive Electrode, Transvenous
BN27523 | Welch Allyn Inc | SureTemp Plus 692 | 08234447 | Thermometers, Electronic
BS23955 | GE Healthcare | CARESCAPE PDM Patient Data Module | SA315493131SA | Physiologic Monitor Modules, Multiparameter
B10008 | Welch Allyn Inc | SureTemp Plus 692 | 21345447 | Thermometers, Electronic
BS32943 / ICU-PORT1 | GE Healthcare | CARESCAPE Monitor B450 | SNE19413047SA | Monitoring Systems, Physiologic
BN5371 | Ohio Medical Corporation | Intermittent Suction Unit | GFFD06763 | Regulators, Suction
BN16281 | Datex-Ohmeda | Push-To-Set Intermittent Suction Unit | GFFK17427 | Regulators, Suction
BN11478 | Ohio Medical Corporation | Intermittent/Continuous Vacuum Regulator | GFFG15010 | Regulators, Suction
BS32299 / ICU-P7 | GE Healthcare | CARESCAPE Monitor B450 | SNE17350097HA | Monitoring Systems, Physiologic
A59105 | Edwards Lifesciences | HemoSphere | 13856652 | Cardiac Output Units, Thermodilution
BS18527 | 3M Health Care | Bair Hugger 775 | 62334 | Warming Units, Patient, Forced-Air
BN16572 | Precision Medical Inc | PM3300 | 134797 | Regulators, Suction
BS34778 | Welch Allyn Inc | SureTemp Plus 692 | 20369274 | Thermometers, Electronic
BN24168 | Welch Allyn Inc | SureTemp Plus 692 | 13301672 | Thermometers, Electronic
| Welch Allyn Inc | 767 Wall Sphygmomanometer | 211217104750 | Sphygmomanometers, Aneroid
BN27775 | Welch Allyn Inc | Connex Vital Signs Monitor 6000 Series | 100014482815 | Monitors, Physiologic, Vital Signs
A59107 | Edwards Lifesciences | HemoSphere | 13856649 | Cardiac Output Units, Thermodilution
BN20204 | Welch Allyn Inc | SureTemp Plus 692 | 08191373 | Thermometers, Electronic
BS25675 | GE Healthcare | CARESCAPE Monitor B650 | SK417361114HA | Monitoring Systems, Physiologic
Bs23850 | Ohio Medical Corporation | Intermittent/Continuous Vacuum Regulator | GFFC25795 | Regulators, Suction
| Allied Healthcare Products, Inc. | G180 OptiVac | NSN | Aspirators, Airway
1406062 | Ohio Medical Corporation | Intermittent/Continuous Vacuum Regulator | 1406062 | Regulators, Suction
| American Power Conversion (APC) by Schneider Electric | APC Smart-UPS 750VA 120V | 3S1920X13649 | Power Systems, Electrical, Uninterruptible
BS26641 | GE Healthcare | CARESCAPE PDM Patient Data Module | SA317360433SA | Physiologic Monitor Modules, Multiparameter
Bs25825 | Precision Medical Inc | PM3300 | 160380 | Regulators, Suction
BN16567 | Precision Medical Inc | PM3300 | 134932 | Regulators, Suction
BS32093 | Welch Allyn Inc | Connex Vital Signs Monitor 6000 Series | 21100015322819 | Monitors, Physiologic, Vital Signs
BN27657 | Welch Allyn Inc | SureTemp Plus 692 | 08223311 | Thermometers, Electronic
Bs24026 | Welch Allyn Inc | Connex Vital Signs Monitor 6000 Series | 9168MXTX | Monitors, Physiologic, Vital Signs
Bs24575 | Edwards Lifesciences | EV1000 | TPAB056505 | Monitors, Physiologic, Cardiac Output, Bedside
B38540 | GE Healthcare | CARESCAPE PDM Patient Data Module | SA317380206SA | Physiologic Monitor Modules, Multiparameter
196959 | Welch Allyn Inc | 767 Wall Sphygmomanometer | 210721095200 | Sphygmomanometers, Aneroid
Bn18143 | Precision Medical Inc | PM3300 | 134996 | Regulators, Suction
BS29602 | Edwards Lifesciences | EV1000 | EVD85759 | Monitors, Physiologic, Cardiac Output, Bedside
A59260 | Welch Allyn Inc | ELI 380 | 124460000123 | Electrocardiographs, Multichannel, Interpretive
BS25687 | GE Healthcare | CARESCAPE Monitor B650 | SK417361200HA | Monitoring Systems, Physiologic
BN16227 | Ohio Medical Corporation | Intermittent/Continuous Vacuum Regulator | Gffg20997 | Regulators, Suction
BN16668 | Precision Medical Inc | PM3300 | 134851 | Regulators, Suction
bn16217 | Ohio Medical Corporation | Intermittent/Continuous Vacuum Regulator | gffgl7857 | Regulators, Suction
B16856 | Oscor Inc | Oscor External Dual-Chamber Pacemaker | 2203208 | Pacemakers, Cardiac, External, Invasive Electrode, Transvenous
BN23782 | Welch Allyn Inc | SureTemp Plus 692 | 08322574 | Thermometers, Electronic
BN18140 | Precision Medical Inc | PM3300 | 134929 | Regulators, Suction
| GE Medical Systems | CARESCAPE CENTRAL STATION MAI700 | SKN20360046SA | Monitoring Systems
BS25532 | BERCHTOLD | Chromophare F 300 | 7735170-Y 17811 | Lights, Surgical
B44246 | GE Healthcare | CARESCAPE Monitor B650 | SK417361134HA | Monitoring Systems, Physiologic
B44516 | Modular Services Co. | Stratus | 184907 | Service Columns, Prefabricated
| GE Medical Systems | CARESCAPE CENTRAL STATION MAI700 | SKN21080061SA | Monitoring Systems
BN12845 | Precision Medical Inc | PM3300 | 134911 | Regulators, Suction
BS25839 | Welch Allyn Inc | CE0050 | 157955 | Sphygmomanometers, Aneroid
BS25529 | BERCHTOLD | Chromophare F 300 | 7735170-Y 17824 | Lights, Surgical
B28085 | GE Healthcare | CARESCAPE PDM Patient Data Module | SPX19310666SA | Physiologic Monitor Modules, Multiparameter
| Allied Healthcare Products, Inc. | G180 OptiVac | NSN | Aspirators, Airway
| Powercom America Inc. | SMK-600A | 10018642103 | Power Systems, Electrical, Uninterruptible
BS25516 | BERCHTOLD | Chromophare F 300 | 7735170-Y 17829 | Lights, Surgical
BS25762 | GE Healthcare | CARESCAPE Respiratory Module E-sCO | SGV17341065HA | Physiologic Monitor Modules, Anesthetic Gas
| GE Healthcare | Unity Network ID | SPE17370041SA | Data Interface Units, Physiologic Monitor/Information System
BN18142 | Precision Medical Inc | PM3300 | 134815 | Regulators, Suction
BS25797 | Welch Allyn Inc | Wall Sphygmomanometer | 080313084616 | Sphygmomanometers, Aneroid
BN16592 | Precision Medical Inc | PM3300 | 134812 | Regulators, Suction
BN17713 | Precision Medical Inc | PM3300 | 134921 | Regulators, Suction
BS24693 | Precision Medical Inc | PM3300 | VRA07521EP | Regulators, Suction
| Welch Allyn Inc | SureTemp Plus 692 | 25340219 | Thermometers, Electronic
| Huntleigh Healthcare | Dopplex D900 | D900110095923 | Detectors, Blood Flow, Ultrasonic
BS18526 | 3M Health Care | Bair Hugger 775 | 62442 | Warming Units, Patient, Forced-Air
B11128 | Modular Services Co. | Stratus | 196993 | Service Columns, Prefabricated
BS33306 / P5-PORT2 | GE Healthcare | CARESCAPE Monitor B450 | SNE19293030SA | Monitoring Systems, Physiologic
BS25599 | GE Medical Systems | BIS Module | SGS17360074HA | Physiologic Monitor Modules, Electroencephalography
| Tripp Lite | SmartPro LCD 120V 1000VA 500W | 3431BY0SM89D600511 | Power Systems, Electrical, Uninterruptible
BN27773 | Welch Allyn Inc | Connex Vital Signs Monitor 6000 Series | 100010622815 | Monitors, Physiologic, Vital Signs
BN25974 | Ohio Medical Corporation | Intermittent/Continuous Vacuum Regulator | JGGT12882 | Regulators, Suction
BN12808 | Precision Medical Inc | PM3300 | 134966 | Regulators, Suction
B10019 | Welch Allyn Inc | Universal Desk Charger | 21050 | Dock/Battery Chargers
Bs18453 | Welch Allyn Inc | Connex Vital Signs Monitor 6000 Series | 103004204913 | Monitors, Physiologic, Vital Signs
BN16653 | Precision Medical Inc | PM3300 | 134933 | Regulators, Suction
BN28339 | Datex-Ohmeda | Push-To-Set Intermittent Suction Unit | gffk32527 | Regulators, Suction
| Edwards Lifesciences | HemoSphere Advanced Monitoring Platform | 13610091 | Monitors, Physiologic, Cardiac Output, Bedside
B44024 | GE Healthcare | Unity Network ID | SPE17370042SA | Data Interface Units, Physiologic Monitor/Information System
| American Power Conversion (APC) by Schneider Electric | APC Smart-UPS 750VA | 3S2321X17391 | Power Systems, Electrical, Uninterruptible
B16254 | Ohio Medical Corporation | PISA | PSAA13600 | Regulators, Suction
166370 | Huntleigh Healthcare | Dopplex D900 | 900LX18065822 | Detectors, Blood Flow, Ultrasonic
| Ohio Medical Corporation | PISA | PSAF12656 | Regulators, Suction
| Huntleigh Healthcare | Dopplex D900 | 05051968016799 | Detectors, Blood Flow, Ultrasonic
| 3M Health Care | Ranger Model 245 | 104035 | Warming Units, Blood/Intravenous Solution
425874 | Medline Industries Inc | Comfort Glide Air | C950000129 | Pumps, Alternating-Pressure Pad
Bs23767 | GE Healthcare | CARESCAPE PDM Patient Data Module | SA315260630GA | Physiologic Monitor Modules, Multiparameter
| Medline Industries Inc | Comfort Glide Air Blower MSC60090 | C910034399 | Patient Transfer Aids
| Tripp Lite | SmartPro LCD 120V 1000VA 500W | 2729AVHSM879401131 | Power Systems, Electrical, Uninterruptible
Bs18456 | Welch Allyn Inc | Connex Vital Signs Monitor 6000 Series | 103004234913 | Monitors, Physiologic, Vital Signs
B44498 | Modular Services Co. | Stratus | 184769 | Service Columns, Prefabricated
B41260 | Huntleigh Healthcare | Dopplex D900 | 900LX16878020 | Detectors, Blood Flow, Ultrasonic
B44437 | Modular Services Co. | Stratus | 184850 | Service Columns, Prefabricated
BN26330 | Ohio Medical Corporation | Intermittent/Continuous Vacuum Regulator | JGGV07085 | Regulators, Suction
B16109 | GE Healthcare | CARESCAPE PDM Patient Data Module | SPX20500114SA | Physiologic Monitor Modules, Multiparameter
BS34853 | 3M Health Care | Bair Hugger 775 | 107074 | Warming Units, Patient, Forced-Air
| Medela Inc | Nutrio Guardian Warmer | W00301 | Warming Units, Infant Nutritionals
BS24028 | Welch Allyn Inc | Connex Vital Signs Monitor 6000 Series | 100051883416 | Monitors, Physiologic, Vital Signs
| Medtronic Inc | CareLink SmartSync | RFA006654A | Testers, Impedance, Electrode/Lead/Cable, Electrocardiography
B16244 | Ohio Medical Corporation | Intermittent/Continuous Vacuum Regulator | 160472 | Regulators, Suction
BS18522 | 3M Health Care | Bair Hugger 775 | 62452 | Warming Units, Patient, Forced-Air
Bs25809 | Welch Allyn Inc | Wall Sphygmomanometer | 080313161446 | Sphygmomanometers, Aneroid
BS21472 | Oscor Inc | Oscor External Dual-Chamber Pacemaker | 0820009 | Pacemakers, Cardiac, External, Invasive Electrode, Transvenous
Bn12830 | Ohio Medical Corporation | Intermittent/Continuous Vacuum Regulator | 160365 | Regulators, Suction
A59293 | Welch Allyn Inc | Connex Spot Monitor | 100095243724 | Monitors, Physiologic, Vital Signs
| ECHONOUS | EchoNous Bladder | R52R308Z1KN | Scanning Systems, Ultrasonic, Small-Parts, Urinary Bladder
BS18458 | Welch Allyn Inc | Connex Vital Signs Monitor 6000 Series | 103004274913 | Monitors, Physiologic, Vital Signs
BS32941 | GE Healthcare | CARESCAPE Monitor B450 | SNE19413043SA | Monitoring Systems, Physiologic
BN16655 | Welch Allyn Inc | SureTemp Plus 692 | 08223310 | Thermometers, Electronic
B42678 | Welch Allyn Inc | Wall Sphygmomanometer | 120605153519 | Sphygmomanometers, Aneroid
BS24027 | Welch Allyn Inc | Connex Vital Signs Monitor 6000 Series | 100051813416 | Monitors, Physiologic, Vital Signs
BS34986 | GE Healthcare | CARESCAPE PDM Patient Data Module | SPX19310638SA | Physiologic Monitor Modules, Multiparameter
A59292 | Welch Allyn Inc | Connex Spot Monitor | 100095063724 | Monitors, Physiologic, Vital Signs
Bn12805 | Precision Medical Inc | PM3300 | 160466 | Regulators, Suction
BS24024 | Welch Allyn Inc | Connex Vital Signs Monitor 6000 Series | 100051833416 | Monitors, Physiologic, Vital Signs
BS32094 | Welch Allyn Inc | Connex Vital Signs Monitor 6000 Series | 21100005682719 | Monitors, Physiologic, Vital Signs
| Tripp Lite | SmartPro LCD 120V 1500VA 900W | 4B1221P10842 | Power Systems, Electrical, Uninterruptible
A59295 | Welch Allyn Inc | Connex Spot Monitor | 100004043724 | Monitors, Physiologic, Vital Signs
| Precision Medical Inc | PM3300 | 134875 | Regulators, Suction
BN18200 | Precision Medical Inc | PM3300 | 166533 | Regulators, Suction
| Ohio Medical Corporation | PISA | psaf05826 | Regulators, Suction
| Welch Allyn Inc | Tycos 509 | na | Sphygmomanometers, Aneroid
BS33310 / P5-PORT1 | GE Healthcare | CARESCAPE Monitor B450 | SNE19303006SA | Monitoring Systems, Physiologic
BS33289 | Canvys - Visual Technology Solutions | RAP2123AMII | DTT290H0197 | Monitors, Video
| KARL STORZ | Hopkins II | 121GMN | Endoscopic Telescopes
| KARL STORZ | Hopkins | 4075311 | Endoscopic Telescopes
| KARL STORZ | Hopkins II | 121ZVQ | Endoscopic Telescopes
| INTUITIVE SURGICAL | da Vinci Xi Endoscope Plus | 10896908 | Laparoscopes, Surgical
| KARL STORZ | Image 1 H3-Z S | NM066444-K | Cameras, Video, Endoscope
| Medtronic Surgical Technologies Div Medtronic Inc | Straightshot M4 Microdebrider | M4U02524 | Handpieces, Surgical
| KARL STORZ | Flex-XC | 60191 | Ureteroscopes, Flexible
| Medtronic Surgical Technologies Div Medtronic Inc | Straightshot M4 Microdebrider | 12451E | Handpieces, Surgical
7132684 | Olympus America | GF-UE160-AL5 | 7132684 | Endoscopes, Gastrointestinal Tract, Upper Tract, Video/Ultrasound
| Medtronic Surgical Technologies Div Medtronic Inc | Straightshot M4 Microdebrider | 1248M0 | Handpieces, Surgical
| KARL STORZ | Ureteroscope, 7 Fr., 34cm 27010K | 1003K8 | Ureteroscopes
| Olympus America | CF-HQ190L | 2519839 | Colonoscopes, Video
| Olympus America | URF-P6R | 2301008509X | Ureteroscopes, Flexible
| Olympus America | GIF-140 | Agiliti Surg Instruments | Gastroscopes, Flexible, Video
| Olympus America | PCF-H190DL | 49892 | Colonoscopes, Video
2839344 | Olympus America | PCF-H190DL | 2839344 | Colonoscopes, Video
| KARL STORZ | 11272VNU | 53602 | Cystoscopes, Flexible, Video
| KARL STORZ | Hopkins II | F03WCN | Endoscopic Telescopes
| Zimmer Biomet | Dermatome AN | 120090 | Dermatomes, Pneumatic
| KARL STORZ | Hopkins II | 125UQZ | Endoscopic Telescopes
2854065 | Olympus America | GIF-H190 | 2854065 | Gastroscopes, Flexible, Video
| KARL STORZ | Image 1 S3 Camera Head | ZR004007-K | Cameras, Video, Endoscope
| Olympus America | BF-1TH190 | 2823963 | Bronchoscopes, Flexible, Video
| Olympus America | PCF-HQ190L | 2001068 | Colonoscopes, Video
| Olympus America | GIF-H190 | 2162766 | Gastroscopes, Flexible, Video
| KARL STORZ | GOV - 70 DEGREE | 121LY2 | Cystoscopes, Rigid
| KARL STORZ | Hopkins II 0 Degree Telescope with parallel | 1900687 | Endoscopic Telescopes
2824150 | Olympus America | BF-H190 | 2824150 | Bronchoscopes, Flexible, Video
2107342 | Olympus America | ENF-GP | 2107342 | Nasopharyngoscopes
A59468 | Olympus America | BF-UC190F | 7111282 | Bronchoscopes, Flexible, Video/Ultrasound
| KARL STORZ | Hopkins II | 1000D3 | Endoscopic Telescopes
| Alcon Laboratories Inc | CENTURION Ozil | 1241VB | Handpieces, Surgical
| Olympus America | PCF-HQ190L | 2001049 | Colonoscopes, Video
| KARL STORZ | Flex-XC | 52654 | Ureteroscopes, Flexible
| Olympus America | GIF-XP190N | 48083-Loaner | Gastroscopes, Flexible, Video
2839344 | Olympus America | PCF-H190DL | 2839344 | Colonoscopes, Video
| Olympus America | ENF-GP | 2805264 | Nasopharyngoscopes
| Olympus America | PCF-HQ190L | 2001046 | Colonoscopes, Video
2226516 | Olympus America | TJF-Q190V | 2226516 | Duodenoscopes, Video
| Olympus America | ENF-GP | 2805278 | Nasopharyngoscopes
| KARL STORZ | Hopkins | 7220AA | Endoscopic Telescopes
| Olympus America | ENF-VH | 7234398 | Nasopharyngoscopes, Flexible, Video
| KARL STORZ | Hopkins | 1786456 | Endoscopic Telescopes
2212127 | Olympus America | SIF-Q180 | 2212127 | Enteroscopes, Video
| KARL STORZ | Hopkins II | 1237H3 | Endoscopic Telescopes
| KARL STORZ | Hopkins | 02030911 | Endoscopic Telescopes
2107346 | Olympus America | ENF-GP | 2107346 | Nasopharyngoscopes
| Medtronic Inc | Midas Rex MR7 | P31212772 | Hand Drills
| KARL STORZ | Image1 S 4U | 2230801 | Image Processors, Video, Endoscopy
| KARL STORZ | Hopkins II | 120C37 | Endoscopic Telescopes
| KARL STORZ | Flex-XC | U01462 | Ureteroscopes, Flexible
| Olympus America | ENF-VH | 7234432 | Nasopharyngoscopes, Flexible, Video
| Olympus America | ENF-VH | 7234441 | Nasopharyngoscopes, Flexible, Video
| Olympus America | BF-H190 | 2874153 | Bronchoscopes, Flexible, Video
| Olympus America | GIF-H190 | 2629885 | Gastroscopes, Flexible, Video
| Medtronic Surgical Technologies Div Medtronic Inc | Straightshot M4 Microdebrider | 10025Z | Handpieces, Surgical
| Olympus America | ENF-GP | 2107343 | Nasopharyngoscopes
2854263 | Olympus America | GIF-H190 | 2854263 | Gastroscopes, Flexible, Video
2226846 | Olympus America | TJF-Q190V | 2226846 | Duodenoscopes, Video
| KARL STORZ | Flex-XC | Agiliti Loaner Storz 11278 VSE | Ureteroscopes, Flexible
| KARL STORZ | Ureteroscope, 7 Fr., 34cm 27010K | 1003HK | Ureteroscopes
| INTUITIVE SURGICAL | da Vinci Xi Endoscope Plus | 10408524 | Laparoscopes, Surgical
| Olympus America | ENF-GP | 7001467 | Nasopharyngoscopes
| KARL STORZ | Image 1 H3-Z S | NM066451-K | Cameras, Video, Endoscope
| KARL STORZ | Image 1 H3-Z S | NM066449-K | Cameras, Video, Endoscope
| INTUITIVE SURGICAL | da Vinci Xi | 11000925 | Telemanipulation Systems, Surgical, Minimally Invasive
| INTUITIVE SURGICAL | da Vinci Xi | 11025943 | Telemanipulation Systems, Surgical, Minimally Invasive
A59467 | Olympus America | BF-UC190F | 7111323 | Bronchoscopes, Flexible, Video/Ultrasound
| Olympus America | PCF-H190DL | 2604493 | Colonoscopes, Video
| Zimmer Biomet | Dermatome AN | 120P0B | Dermatomes, Pneumatic
| Zimmer Biomet | Dermatome AN | 700499 | Dermatomes, Pneumatic
| INTUITIVE SURGICAL | da Vinci Xi | 10058286 | Telemanipulation Systems, Surgical, Minimally Invasive
2854359 | Olympus America | GIF-H190 | 2854359 | Gastroscopes, Flexible, Video
| KARL STORZ | Image 1 H3-Z S | NM066448-K | Cameras, Video, Endoscope
| KARL STORZ | Image 1 H3-Z S | NM066441-K | Cameras, Video, Endoscope
| INTUITIVE SURGICAL | da Vinci Xi Endoscope Plus | 10634739 | Laparoscopes, Surgical
| KARL STORZ | Hopkins II | 123GYX | Endoscopic Telescopes
| INTUITIVE SURGICAL | da Vinci Xi | 2023021 | Telemanipulation Systems, Surgical, Minimally Invasive
| INTUITIVE SURGICAL | da Vinci Xi Endoscope Plus | 11053680 | Laparoscopes, Surgical
| Olympus America | GIF-H190 | 2162774 | Gastroscopes, Flexible, Video
| Olympus America | PCF-HQ190L | 2001054 | Colonoscopes, Video
| Olympus America | GIF-H190 | 2062613 | Gastroscopes, Flexible, Video
| INTUITIVE SURGICAL | da Vinci Xi Endoscope Plus | 945991 | Laparoscopes, Surgical
| KARL STORZ | Flex-XC | 1200ZR | Ureteroscopes, Flexible
| KARL STORZ | Hopkins II | 121KMJ | Endoscopic Telescopes
| Olympus America | PCF-HQ190L | 2001048 | Colonoscopes, Video
| Olympus America | PCF-HQ190L | 2001045 | Colonoscopes, Video
| Olympus America | GIF-H190 | 2854071 | Gastroscopes, Flexible, Video
| Olympus America | PCF-HQ190L | 2001065 | Colonoscopes, Video
| Olympus America | PCF-H190DL | 2604495 | Colonoscopes, Video
| Olympus America | GIF-H190 | 2162768 | Gastroscopes, Flexible, Video
| Olympus America | PCF-H190L | 2103214 | Colonoscopes, Video
| Olympus America | GIF-H190 | 2162770 | Gastroscopes, Flexible, Video
| Olympus America | GIF-H190 | 2162771 | Gastroscopes, Flexible, Video
| Olympus America | PCF-HQ190L | 2001072 | Colonoscopes, Video
| Olympus America | PCF-HQ190L | 2001079 | Colonoscopes, Video
2924831 | Olympus America | BF-Q190 | 2924831 | Bronchoscopes, Flexible, Video
| KARL STORZ | Hopkins II | 121ZTH | Endoscopic Telescopes
| KARL STORZ | Hopkins II | 12202V | Endoscopic Telescopes
| Zimmer Biomet | Dermatome AN | HL439751 | Dermatomes, Pneumatic
| Olympus America | CF-HQ190L | 2637677 | Colonoscopes, Video
| KARL STORZ | Flex-XC | 47974 | Ureteroscopes, Flexible
| KARL STORZ | Hopkins II | 12203R | Endoscopic Telescopes
| KARL STORZ | Flex-XC | 79455 | Ureteroscopes, Flexible
2062009 | Olympus America | GIF-H190 | 2062009 | Gastroscopes, Flexible, Video
| Olympus America | GIF-H190 | 2162767 | Gastroscopes, Flexible, Video
| KARL STORZ | Hopkins II | 120YCK | Endoscopic Telescopes
2226615 | Olympus America | TJF-Q190V | 2226615 | Duodenoscopes, Video
2825022 | Olympus America | BF-H190 | 2825022 | Bronchoscopes, Flexible, Video
2825010 | Olympus America | BF-H190 | 2825010 | Bronchoscopes, Flexible, Video
| KARL STORZ | Ureteroscope, 7 Fr., 34cm 27010K | 1003HL | Ureteroscopes
| KARL STORZ | Hopkins II | 121DA6 | Endoscopic Telescopes
| KARL STORZ | Ureteroscope, 7 Fr., 34cm 27010K | 10053F | Ureteroscopes
| Olympus America | CF-HQ190L | 2873925 | Colonoscopes, Video
| KARL STORZ | Hopkins II | 125T9A | Endoscopic Telescopes
| Olympus America | OES Elite | 778274 | Cystoscopes, Rigid
| MicroAire Surgical Instruments | ECTR Video Endoscope | H1453854 | Endoscopes
| Pentax Precision Instrument Corp | EG-3270UK | A110170 | Endoscopes, Gastrointestinal Tract, Upper Tract, Video/Ultrasound
| Olympus America | GIF-XP190N | 2241320 | Gastroscopes, Flexible, Video
| Olympus America | GIF-H190 | 2854332 | Gastroscopes, Flexible, Video
| Alcon Laboratories Inc | Phaco Handpiece | n90v2w015 | Handpieces, Surgical
| MicroAire Surgical Instruments | ECTR Video Endoscope | 1209MT | Endoscopes
| Alcon Laboratories Inc | CENTURION Ozil | 2502833604X | Handpieces, Surgical
| MicroAire Surgical Instruments | ECTR Video Endoscope | H1700140 | Endoscopes
2084221 | Olympus America | CF-HQ190L | 2084221 | Colonoscopes, Video
| Stryker Instruments Div Stryker Corp | 502 Series 10mm 0 Degree Laparoscope | 606957 | Laparoscopes
| Olympus America | PCF-HQ190L | 2001071 | Colonoscopes, Video
| KARL STORZ | Hopkins II | 1220FB | Endoscopic Telescopes
2874208 | Olympus America | CF-HQ190L | 2874208 | Colonoscopes, Video
| Olympus America | GF-UCT180 | 7822973 | Endoscopes, Gastrointestinal Tract, Upper Tract, Video/Ultrasound
| Alcon Laboratories Inc | Phaco Handpiece | 1501469107x | Handpieces, Surgical
| KARL STORZ | Flex-XC | 80298 | Ureteroscopes, Flexible
| Olympus America | GIF-H190 | 2162764 | Gastroscopes, Flexible, Video
2721460 | Olympus America | TJF-Q180V | 2721460 | Duodenoscopes, Video
| KARL STORZ | Image1 S 4U | ZR004004-K | Image Processors, Video, Endoscopy
2721562 | Olympus America | TJF-Q180V | 2721562 | Duodenoscopes, Video
| KARL STORZ | Hopkins II | 1241V8 | Endoscopic Telescopes
2721294 | Olympus America | TJF-Q180V | 2721294 | Duodenoscopes, Video
2721170 | Olympus America | TJF-Q180V | 2721170 | Duodenoscopes, Video
2721463 | Olympus America | TJF-Q180V | 2721463 | Duodenoscopes, Video
2753741 | Olympus America | GIF-H190 | 2753741 | Gastroscopes, Flexible, Video
2821331 | Olympus America | BF-Q190 | 2821331 | Bronchoscopes, Flexible, Video
2874197 | Olympus America | CF-HQ190L | 2874197 | Colonoscopes, Video
2823975 | Olympus America | BF-1TH190 | 2823975 | Bronchoscopes, Flexible, Video
2226842 | Olympus America | TJF-Q190V | 2226842 | Duodenoscopes, Video
| KARL STORZ | Hopkins II | 125TKT | Endoscopic Telescopes
| KARL STORZ | Hopkins II | 12203D | Endoscopic Telescopes
2824201 | Olympus America | BF-H190 | 2824201 | Bronchoscopes, Flexible, Video
| KARL STORZ | 27010L | 1005GS | Ureteroscopes, Flexible
| Stryker Corp Medical Div | 1688 AIM Camera Head | 22L503664 | Cameras, Video, Endoscope
2839345 | Olympus America | PCF-H190DL | 2839345 | Colonoscopes, Video
| KARL STORZ | Hopkins II | 125UUO | Endoscopic Telescopes
| KARL STORZ | Ureteroscope, 7 Fr., 34cm 27010K | 1005GP | Ureteroscopes
| Stryker Instruments Div Stryker Corp | 502 Series 10mm 0 Degree Laparoscope | 1769832 | Laparoscopes
A59465 | Olympus America | BF-UC190F | 7514613 | Bronchoscopes, Flexible, Video/Ultrasound
| KARL STORZ | Hopkins II | 120YB2 | Endoscopic Telescopes
| Olympus America | PCF-HQ190L | 2103210 | Colonoscopes, Video
| Medtronic Inc | Midas Rex Legend EHS Stylus EM200 | 16J6092 | Handpieces, Surgical
| MicroAire Surgical Instruments | ECTR Video Endoscope | H1007281 | Endoscopes
| Olympus America | GIF-H190 | 2162777 | Gastroscopes, Flexible, Video
| Alcon Laboratories Inc | Phaco Handpiece | 2101388103 | Handpieces, Surgical
| Alcon Laboratories Inc | Phaco Handpiece | 1051469404X | Handpieces, Surgical
| MicroAire Surgical Instruments | ECTR Video Endoscope | 583790 | Endoscopes
| KARL STORZ | Flex-XC | 634422 | Ureteroscopes, Flexible
| KARL STORZ | Flex-XC | 53356 | Ureteroscopes, Flexible
| KARL STORZ | Image 1 S3 Camera Head | LD649160H | Cameras, Video, Endoscope
| KARL STORZ | Hopkins II | 1209Sa | Endoscopic Telescopes
| Olympus America | PCF-H190DL | 2839332 | Colonoscopes, Video
| KARL STORZ | Flex-XC | 51321 | Ureteroscopes, Flexible
| Olympus America | GIF-H190 | 2854063 | Gastroscopes, Flexible, Video
| INTUITIVE SURGICAL | da Vinci Xi Endoscope Plus | 10242762 | Laparoscopes, Surgical
| Olympus America | GIF-H190 | 2854062 | Gastroscopes, Flexible, Video
| KARL STORZ | Image1 S 4U | ZR003945-K | Image Processors, Video, Endoscopy
| KARL STORZ | Hopkins II | 27005CA | Endoscopic Telescopes
| Olympus America | GIF-H190 | 2854053 | Gastroscopes, Flexible, Video
2753725 | Olympus America | GIF-H190 | 2753725 | Gastroscopes, Flexible, Video
2824998 | Olympus America | BF-H190 | 2824998 | Bronchoscopes, Flexible, Video
| KARL STORZ | Hopkins II | 10053P | Endoscopic Telescopes
| KARL STORZ | Image 1 H3-Z S | NM066452-K | Cameras, Video, Endoscope
2824759 | Olympus America | BF-Q190 | 2824759 | Bronchoscopes, Flexible, Video
| Olympus America | BF-H190 | 2824157 | Bronchoscopes, Flexible, Video
| Olympus America | PCF-H190L | 2603505 | Colonoscopes, Video
2812135 | Olympus America | GIF-1TH190 | 2812135 | Gastroscopes, Flexible, Video
| Getinge USA | VasoView Endoscope | 522780 | Endoscopes
| KARL STORZ | Flex-XC | 56948 | Ureteroscopes, Flexible
2084217 | Olympus America | CF-HQ190L | 2084217 | Colonoscopes, Video
| Alcon Laboratories Inc | CENTURION Ozil | 1237NJ | Handpieces, Surgical
| Olympus America | PCF-H190DL | 68914 | Colonoscopes, Video
A59466 | Olympus America | BF-UC190F | 7514609 | Bronchoscopes, Flexible, Video/Ultrasound
2062006 | Olympus America | GIF-H190 | 2062006 | Gastroscopes, Flexible, Video
| Alcon Laboratories Inc | Phaco Handpiece | 2001177908x | Handpieces, Surgical
| KARL STORZ | Flex-XC | 39657 | Ureteroscopes, Flexible
| Keeler Instruments Inc | CRYOMATIC MK II | K101983 | Cryosurgical Units, Ophthalmic
| Keeler Instruments Inc | CRYOMATIC MK II | K101988 | Cryosurgical Units, Ophthalmic
| Medtronic Surgical Technologies Div Medtronic Inc | Straightshot M4 Microdebrider | M4-U00394 | Handpieces, Surgical
| KARL STORZ | Flex-X2S | 1501469104X | Ureteroscopes, Flexible
| KARL STORZ | Flex-XC | 59435 | Ureteroscopes, Flexible
| KARL STORZ | Hopkins II | 936175 | Endoscopic Telescopes
7135599 | Olympus America | GF-UCT180 | 7135599 | Endoscopes, Gastrointestinal Tract, Upper Tract, Video/Ultrasound
| INTUITIVE SURGICAL | da Vinci Xi Endoscope Plus | 10896935 | Laparoscopes, Surgical
| KARL STORZ | Hopkins II | 121ZB0 | Endoscopic Telescopes
2842126 | Olympus America | GIF-1TH190 | 2842126 | Gastroscopes, Flexible, Video
2951287 | Olympus America | LTF-160 | 2951287 | Bronchoscopes, Flexible, Video
2821348 | Olympus America | BF-H190 | 2821348 | Bronchoscopes, Flexible, Video
| Alcon Laboratories Inc | Phaco Handpiece | 1501469104 | Handpieces, Surgical
| KARL STORZ | Flex-XC | 160113831ox | Ureteroscopes, Flexible
| KARL STORZ | Flex-XC | 593060 | Ureteroscopes, Flexible
A59469 | Olympus America | BF-UC190F | 7111290 | Bronchoscopes, Flexible, Video/Ultrasound
| Alcon Laboratories Inc | CENTURION Ozil | 1501469105x | Handpieces, Surgical
2833259 | Olympus America | GIF-XP190N | 2833259 | Gastroscopes, Flexible, Video
| MicroAire Surgical Instruments | ECTR Video Endoscope | 533029 | Endoscopes
2823971 | Olympus America | BF-1TH190 | 2823971 | Bronchoscopes, Flexible, Video
| KARL STORZ | Flex-XC | 59798 | Ureteroscopes, Flexible
| KARL STORZ | Flex-XC | 50987 | Ureteroscopes, Flexible
| KARL STORZ | Hopkins II | 121sml | Endoscopic Telescopes
2227131 | Olympus America | TJF-Q190V | 2227131 | Duodenoscopes, Video
| KARL STORZ | Hopkins | 4184688 | Endoscopic Telescopes
| KARL STORZ | 11272VNU | 80501 | Cystoscopes, Flexible, Video
| KARL STORZ | 11272VNU | 53560 | Cystoscopes, Flexible, Video
| Alcon Laboratories Inc | Phaco Handpiece | 2001177502x | Handpieces, Surgical
| Olympus America | ENF-V3 | 2612456 | Nasopharyngoscopes, Flexible, Video
| KARL STORZ | Hopkins II | 125UTA | Endoscopic Telescopes
2854068 | Olympus America | GIF-H190 | 2854068 | Gastroscopes, Flexible, Video
| MicroAire Surgical Instruments | ECTR Video Endoscope | H1700140 | Endoscopes
| Alcon Laboratories Inc | Phaco Handpiece | 1701338003X | Handpieces, Surgical
| KARL STORZ | Flex-XC | 63422 | Ureteroscopes, Flexible
| Stryker Endoscopy Div Stryker Corp | 1488 HD Camera Head | 15F056384 | Cameras, Video, Endoscope
2824159 | Olympus America | BF-H190 | 2824159 | Bronchoscopes, Flexible, Video
2839341 | Olympus America | PCF-H190DL | 2839341 | Colonoscopes, Video
2062019 | Olympus America | GIF-H190 | 2062019 | Gastroscopes, Flexible, Video
2854544 | Olympus America | GIF-H190 | 2854544 | Gastroscopes, Flexible, Video
2824773 | Olympus America | BF-Q190 | 2824773 | Bronchoscopes, Flexible, Video
2100815 | Olympus America | BF-H190 | 2100815 | Bronchoscopes, Flexible, Video
| KARL STORZ | Flex-XC | 40066 | Ureteroscopes, Flexible
| Olympus America | GIF-H190 | 2234777 | Gastroscopes, Flexible, Video
| INTUITIVE SURGICAL | da Vinci Xi Endoscope Plus | 10603782 | Laparoscopes, Surgical
| Alcon Laboratories Inc | Phaco Handpiece | 2001177501X | Handpieces, Surgical
| Alcon Laboratories Inc | Phaco Handpiece | 1501469106X | Handpieces, Surgical
| Olympus America | PCF-H190DL | 786844 | Colonoscopes, Video
| Alcon Laboratories Inc | Phaco Handpiece | 1202111107X | Handpieces, Surgical
| KARL STORZ | 11272C2 Flexible Cystoscope | 2249383 | Cystoscopes, Flexible
| KARL STORZ | Hopkins | 4157117 | Endoscopic Telescopes
| KARL STORZ | Flex-XC | L71672 | Ureteroscopes, Flexible
| KARL STORZ | GOV - 27005AA | 12168Y | Bronchoscopes
2833244 | Olympus America | GIF-XP190N | 2833244 | Gastroscopes, Flexible, Video
| KARL STORZ | Flex-XC | 48124 | Ureteroscopes, Flexible
| Olympus America | 30 DEGREE | 778206 | Endoscopes, Rigid
| KARL STORZ | Flex-XC | 77681 | Ureteroscopes, Flexible
| KARL STORZ | 11272C2 Flexible Cystoscope | 2249428 | Cystoscopes, Flexible
| Alcon Laboratories Inc | Phaco Handpiece | 9105 | Handpieces, Surgical
| KARL STORZ | 11272VNU | 74027 | Cystoscopes, Flexible, Video
7135589 | Olympus America | GF-UCT180 | 7135589 | Endoscopes, Gastrointestinal Tract, Upper Tract, Video/Ultrasound
| Olympus America | CF-HQ190L | 2873930 | Colonoscopes, Video
| Olympus America | PCF-H190DL | 50960 | Colonoscopes, Video
| KARL STORZ | Flex-XC | 81029 | Ureteroscopes, Flexible
| Olympus America | GF-UCT180 | 757446 | Endoscopes, Gastrointestinal Tract, Upper Tract, Video/Ultrasound
2874219 | Olympus America | CF-HQ190L | 2874219 | Colonoscopes, Video
| Arthrex Inc | 1.9MM AR-3350-1930 | 911548 | Arthroscopes
2874194 | Olympus America | CF-HQ190L | 2874194 | Colonoscopes, Video
| Olympus America | SPL-T | 2406fr45472409 | Transducers, Ultrasonic
| KARL STORZ | Flex-X2S | 700758 | Ureteroscopes, Flexible
2839333 | Olympus America | PCF-H190DL | 2839333 | Colonoscopes, Video
2839339 | Olympus America | PCF-H190DL | 2839339 | Colonoscopes, Video
| INTUITIVE SURGICAL | da Vinci Xi Endoscope Plus | 10493181 | Laparoscopes, Surgical
2821350 | Olympus America | BF-Q190 | 2821350 | Bronchoscopes, Flexible, Video
2874157 | Olympus America | CF-HQ190L | 2874157 | Colonoscopes, Video
| KARL STORZ | Image1 S 4U | ZR003938-K | Image Processors, Video, Endoscopy
2854074 | Olympus America | GIF-H190 | 2854074 | Gastroscopes, Flexible, Video
| KARL STORZ | 270005CA | 123SZ3 | Endoscopes, Flexible
2501301 | Olympus America | PCF-H190L | 2501301 | Colonoscopes, Video
2603054 | Olympus America | PCF-H190L | 2603054 | Colonoscopes, Video
2854064 | Olympus America | GIF-H190 | 2854064 | Gastroscopes, Flexible, Video
| KARL STORZ | 7200B | 1776119 | Endoscopes, Rigid
| KARL STORZ | 11272C2 Flexible Cystoscope | 22249428 | Cystoscopes, Flexible
7135606 | Olympus America | GF-UCT180 | 7135606 | Endoscopes, Gastrointestinal Tract, Upper Tract, Video/Ultrasound
| KARL STORZ | Image 1 H3-Z S | NM066445-K | Cameras, Video, Endoscope
| KARL STORZ | Image 1 H3-Z S | NM066756-K | Cameras, Video, Endoscope
| KARL STORZ | GOV - 7230AA | 121SJJ | Arthroscopes
| Olympus America | CF-HQ190L | 2873932 | Colonoscopes, Video
| KARL STORZ | 11272VNU | 60815 | Cystoscopes, Flexible, Video
| Zimmer Biomet | Dermatome AN | 1936088 | Dermatomes, Pneumatic
| KARL STORZ | 11272VNU | 64768 | Cystoscopes, Flexible, Video
| Olympus America | GIF-XP190N | 2035032 | Gastroscopes, Flexible, Video
| Olympus America | PCF-H190L | 2001066 | Colonoscopes, Video
| Olympus America | BF-H190 | 2824149 | Bronchoscopes, Flexible, Video
BS25194 | GE Healthcare | CARESCAPE PDM Patient Data Module | SA317260146SA | Physiologic Monitor Modules, Multiparameter
BN22508 | Welch Allyn Inc | Tycos 509 | 080415124452 | Sphygmomanometers, Aneroid
BN2419 / A108824 | Welch Allyn Inc | 767 Wall Transformer | NSN | Transformers, Constant Voltage
B13998 | GE Healthcare | CARESCAPE PDM Patient Data Module | SA317260276SA | Physiologic Monitor Modules, Multiparameter
B16286 | GE Healthcare | CARESCAPE Monitor B650 | SNS20472060SA | Monitoring Systems, Physiologic
bn22221 | Welch Allyn Inc | SureTemp Plus 692 | 08260937 | Thermometers, Electronic
BS31952 | Exergen Corporation | TemporalScanner TAT-5000 | A1212927 | Thermometers, Electronic, Infrared, Skin
BN22241 | Welch Allyn Inc | 767 Wall Transformer | NSN | Transformers, Constant Voltage
BS31050 | 3M Health Care | Bair Paws Model 875 | 77744 | Warming Units, Patient, Forced-Air
B16306 | GE Healthcare | CARESCAPE Monitor B650 | SNS20472051SA | Monitoring Systems, Physiologic
Bn18645 | Midmark Corp | Ritter 204 | V657250 | Tables, Examination/Treatment, Adjustable
BN22223 | Welch Allyn Inc | Tycos 509 | 080417121319 | Sphygmomanometers, Aneroid
BN22227 | Welch Allyn Inc | Tycos 509 | 080417120952 | Sphygmomanometers, Aneroid
BS20640 | 3M Health Care | Bair Paws Model 875 | 49036 | Warming Units, Patient, Forced-Air
BN22238 | Welch Allyn Inc | 767 Wall Transformer | NSN | Transformers, Constant Voltage
BN29480 | Welch Allyn Inc | SureTemp Plus 692 | 08261371 | Thermometers, Electronic
BN27645 | Detecto - A Division of Cardinal Scale Manufacturing Co. | MedVue | E16015-0080 | Scales, Patient, Floor
BN17426 | Midmark Corp | Ritter 355 | V416350 | Lights, Examination
BS20646 | 3M Health Care | Bair Paws Model 875 | 49859 | Warming Units, Patient, Forced-Air
BS30126 | Zoll Medical Corp | R Series PLUS | AF18L090318 | Defibrillators, External, Automated
BN22239 | Welch Allyn Inc | Tycos 509 | 080421113329 | Sphygmomanometers, Aneroid
B16272 | GE Healthcare | CARESCAPE Monitor B650 | SNS20472053SA | Monitoring Systems, Physiologic
BS20597 | 3M Health Care | Bair Paws Model 875 | 49060 | Warming Units, Patient, Forced-Air
bn22212 | Welch Allyn Inc | SureTemp Plus 692 | 08261299 | Thermometers, Electronic
BN22235 | Welch Allyn Inc | 767 Wall Transformer | NSN | Transformers, Constant Voltage
155953 | Ohio Medical Corporation | Intermittent/Continuous Vacuum Regulator | JGGW11182 | Regulators, Suction
BN22229 | Welch Allyn Inc | SureTemp Plus 692 | 08261340 | Thermometers, Electronic
BN22242 | Welch Allyn Inc | Tycos 509 | 080421112303 | Sphygmomanometers, Aneroid
BS26837 | GE Healthcare | CARESCAPE PDM Patient Data Module | SA315230266GA | Physiologic Monitor Modules, Multiparameter
BN29486 | Welch Allyn Inc | SureTemp Plus 692 | 16020884 | Thermometers, Electronic
BS20621 | 3M Health Care | Bair Paws Model 875 | 49884 | Warming Units, Patient, Forced-Air
BN20965 | Welch Allyn Inc | Tycos 509 | 080417095801 | Sphygmomanometers, Aneroid
BS20625 | 3M Health Care | Bair Paws Model 875 | 073118 | Warming Units, Patient, Forced-Air
157205 | 3M Health Care | Bair Paws Model 875 | 90388 | Warming Units, Patient, Forced-Air
B16288 | GE Healthcare | CARESCAPE Monitor B650 | SNS20472055SA | Monitoring Systems, Physiologic
BN22200 | Welch Allyn Inc | 767 Wall Transformer | NSN | Transformers, Constant Voltage
A59779 | STERIS Corp | Amsco Warming Cabinet | 0412626113 | Warming Units, Multipurpose
184698 | Ohio Medical Corporation | Intermittent/Continuous Vacuum Regulator | GFFG18474 | Regulators, Suction
| Exergen Corporation | TemporalScanner TAT-5000 | A884735 | Thermometers, Electronic, Infrared, Skin
B16151 | Exergen Corporation | TemporalScanner TAT-5000 | A1064550 | Thermometers, Electronic, Infrared, Skin
BN22201 | Welch Allyn Inc | Tycos 509 | 080417095647 | Sphygmomanometers, Aneroid
BS20929 | Exergen Corporation | TemporalScanner TAT-5000 | A763325 | Thermometers, Electronic, Infrared, Skin
BN17445 | Midmark Corp | Ritter 355 | V391086 | Lights, Examination
B16280 | GE Healthcare | CARESCAPE Monitor B650 | SNS20472056SA | Monitoring Systems, Physiologic
BS20608 | 3M Health Care | Bair Paws Model 875 | 49869 | Warming Units, Patient, Forced-Air
BS34947 | Exergen Corporation | TemporalScanner TAT-5000 | A831865 | Thermometers, Electronic, Infrared, Skin
B16311 | GE Medical Systems | CARESCAPE CENTRAL STATION MAI700 | SKN20490036SA | Monitoring Systems
| Welch Allyn Inc | Tycos 509 | 160905142255 | Sphygmomanometers, Aneroid
| Exergen Corporation | TemporalScanner IR TAT-5000S | A1335459 | Thermometers, Electronic, Infrared, Skin
BS25708 | GE Healthcare | CARESCAPE PDM Patient Data Module | SA317380218SA | Physiologic Monitor Modules, Multiparameter
BN22228 | Welch Allyn Inc | 767 Wall Transformer | NSN | Transformers, Constant Voltage
B16312 | GE Medical Systems | CARESCAPE CENTRAL STATION MAI700 | SKN20490038SA | Monitoring Systems
BN17450 | Midmark Corp | Ritter 355 | V415348 | Lights, Examination
BN28553 | Welch Allyn Inc | Tycos 509 | 010460484 | Sphygmomanometers, Aneroid
BN22246 | Welch Allyn Inc | 767 Wall Transformer | NSN | Transformers, Constant Voltage
BN21961 | Welch Allyn Inc | Tycos 509 | 080421213410 | Sphygmomanometers, Aneroid
BN22230 | Welch Allyn Inc | SureTemp Plus 692 | 08261376 | Thermometers, Electronic
BS20599 | 3M Health Care | Bair Paws Model 875 | 49055 | Warming Units, Patient, Forced-Air
BS31051 | 3M Health Care | Bair Paws Model 875 | 77743 | Warming Units, Patient, Forced-Air
B16279 | GE Healthcare | CARESCAPE PDM Patient Data Module | SPX20500259SA | Physiologic Monitor Modules, Multiparameter
BN17416 | Midmark Corp | Ritter 355 | V430524 | Lights, Examination
B34851 | Midmark Corp | Ritter 204 | V612282 | Tables, Examination/Treatment, Adjustable
BN20565 | Midmark Corp | Ritter 204 | V611588 | Tables, Examination/Treatment, Adjustable
A53186 | CooperSurgical, Inc. | LEEP Precision | 2022100020 | Electrosurgical Units, Monopolar
BN0616 / A108790 | Welch Allyn Inc | 767 Wall Transformer | NSN | Transformers, Constant Voltage
BN20505 | Welch Allyn Inc | Tycos 509 | 080407193751 | Sphygmomanometers, Aneroid
bn22491 | Ohio Medical Corporation | Intermittent/Continuous Vacuum Regulator | GFFW15427 | Regulators, Suction
| Exergen Corporation | TemporalScanner TAT-5000 | A1390445 | Thermometers, Electronic, Infrared, Skin
BN0639 / A108878 | Welch Allyn Inc | 747 Diagnostic Set | NSN | Ophthalmoscope/Otoscopes
BS31527 | Huntleigh Healthcare | Dopplex D900 | 900LX16381019 | Detectors, Blood Flow, Ultrasonic
B16265 | Huntleigh Healthcare | Dopplex D900 | 900LX17408421 | Detectors, Blood Flow, Ultrasonic
Bs21564 | Welch Allyn Inc | Spot Vital Signs LXi | 20110302262 | Monitors, Physiologic, Vital Signs
BN0774 | Welch Allyn Inc | 747 Diagnostic Set | NSN | Ophthalmoscope/Otoscopes
B34845 | Midmark Corp | Ritter 204 | V612246 | Tables, Examination/Treatment, Adjustable
B34776 | Midmark Corp | Ritter 204 | V612347 | Tables, Examination/Treatment, Adjustable
BN1041 | Welch Allyn Inc | 747 Diagnostic Set | NSN | Ophthalmoscope/Otoscopes
BN0625 | Welch Allyn Inc | 747 Diagnostic Set | NSN | Ophthalmoscope/Otoscopes
| Welch Allyn Inc | Connex Spot Monitor | 100010182524 | Monitors, Physiologic, Vital Signs
BN24198 | Welch Allyn Inc | Tycos 509 | 080415124710 | Sphygmomanometers, Aneroid
BN20502 | Welch Allyn Inc | Tycos 509 | 080415125135 | Sphygmomanometers, Aneroid
BN2532 | Welch Allyn Inc | 767 Wall Transformer | NSN | Transformers, Constant Voltage
BN20519 | Welch Allyn Inc | Tycos 509 | 080407193043 | Sphygmomanometers, Aneroid
| Medela Inc | BabyWeigh II | 75318 | Scales, Infant
BN0645 | Welch Allyn Inc | 747 Diagnostic Set | NSN | Ophthalmoscope/Otoscopes
1549473 | Welch Allyn Inc | 747 Diagnostic Set | NSN | Ophthalmoscope/Otoscopes
BN20526 | Midmark Corp | Ritter 204 | V612331 | Tables, Examination/Treatment, Adjustable
BN20567 | Welch Allyn Inc | Tycos 509 | 0206212105 | Sphygmomanometers, Aneroid
| Welch Allyn Inc | 767 Wall Transformer | NSN | Transformers, Constant Voltage
BN11374 / A121689 | Midmark Corp | Ritter 309 Pediatric | PR001403 | Tables, Examination/Treatment
BN22852 | Welch Allyn Inc | 767 Wall Sphygmomanometer | 120723233637 | Sphygmomanometers, Aneroid
B39236 | Midmark Corp | Ritter 204 | V611590 | Tables, Examination/Treatment, Adjustable
BN28566 | Detecto - A Division of Cardinal Scale Manufacturing Co. | Weigh Beam Eye-Level | 034-2387 | Scales, Patient, Platform, Mechanical
BN20544 | Welch Allyn Inc | Tycos 509 | 0111070961 | Sphygmomanometers, Aneroid
BS22623 | Medela Inc | BabyWeigh II | 75312 | Scales, Infant
BS23144 | Medela Inc | BabyWeigh II | 75528 | Scales, Infant
BN20507 | Welch Allyn Inc | Tycos 509 | 050354929 | Sphygmomanometers, Aneroid
| Medela Inc | BabyWeigh II | 75318 | Scales, Infant
BN15682 | Midmark Corp | Ritter 204 | V495796 | Tables, Examination/Treatment, Adjustable
| Midmark Corp | Ritter 230 | V2782342 | Chairs, Examination/Treatment
BN1037 | Skytron Div the KMW Group | HA43S | D0686C-345 | Lights, Surgical
B39239 / A111624 | Midmark Corp | Ritter 104 | CD103707 | Tables, Examination/Treatment, Adjustable
B34779 | Midmark Corp | Ritter 204 | V612341 | Tables, Examination/Treatment, Adjustable
BN20536 | Welch Allyn Inc | Tycos 509 | 080415143128 | Sphygmomanometers, Aneroid
| Welch Allyn Inc | Connex Spot Monitor | 100010172524 | Monitors, Physiologic, Vital Signs
BN22512 | Welch Allyn Inc | Tycos 509 | 0106110815 | Sphygmomanometers, Aneroid
BN20542 | Welch Allyn Inc | Tycos 509 | 0009181902 | Sphygmomanometers, Aneroid
| AMBCO | 650A | B19602 | Audiometers
BN18547 | Midmark Corp | Ritter 204 | V625272 | Tables, Examination/Treatment, Adjustable
BS33186 | Huntleigh Healthcare | Sonicaid FD2 | 900LX16125819 | Detectors, Fetal Heart, Ultrasonic
B16297 | GE Healthcare | CARESCAPE PDM Patient Data Module | SPX20500093SA | Physiologic Monitor Modules, Multiparameter
BN1036 | Skytron Div the KMW Group | HA43S | D08860-358 | Lights, Surgical
| Welch Allyn Inc | Connex Spot Monitor | 100009882524 | Monitors, Physiologic, Vital Signs
B16178 | Ohio Medical Corporation | Intermittent/Continuous Vacuum Regulator | PSAA23801 | Regulators, Suction
| Midmark Corp | Ritter 104 | CV103712 | Tables, Examination/Treatment, Adjustable
B16185 | Ohio Medical Corporation | Intermittent/Continuous Vacuum Regulator | PSAA23817 | Regulators, Suction
BN16866 | Midmark Corp | Ritter 204 | V612313 | Tables, Examination/Treatment, Adjustable
BN22505 | Midmark Corp | Ritter 204 | V612263 | Tables, Examination/Treatment, Adjustable
B39191 | Ohio Medical Corporation | Intermittent/Continuous Vacuum Regulator | GFFV09515 | Regulators, Suction
BN16707 | Welch Allyn Inc | 767 Wall Transformer | NSN | Transformers, Constant Voltage
BN20506 / A108794 | Welch Allyn Inc | 747 Diagnostic Set | NSN | Ophthalmoscope/Otoscopes
bn20557 | Welch Allyn Inc | 747 Diagnostic Set | 189176 | Ophthalmoscope/Otoscopes
Bn29043 | Seca Corp | seca 769 | 5769218162687 | Scales, Patient, Floor
BN20556 | Welch Allyn Inc | Tycos 509 | 010460490 | Sphygmomanometers, Aneroid
BN20561 | Welch Allyn Inc | Tycos 509 | 0404071209 | Sphygmomanometers, Aneroid
BN20503 | Welch Allyn Inc | Tycos 509 | 080415143232 | Sphygmomanometers, Aneroid
BN22494 | Welch Allyn Inc | Tycos 509 | 0202142377 | Sphygmomanometers, Aneroid
B41543 | GE Medical Systems | Corometrics 172 | SNV20350024PAS | Monitors, Physiologic, Fetal, Antepartum, Bedside
BN24655 | Drive DeVilbiss Healthcare Inc | Pulmo-Aide | D7011695 | Nebulizers
BS21245 | Welch Allyn Inc | Spot Vital Signs LXi | 20120805467 | Monitors, Physiologic, Vital Signs
B10010 | Ohio Medical Corporation | Intermittent/Continuous Vacuum Regulator | PSAA23802 | Regulators, Suction
BN10004 | Welch Allyn Inc | 747 Diagnostic Set | NSN | Ophthalmoscope/Otoscopes
BS22984 | Midmark Corp | Ritter 204 | V612250 | Tables, Examination/Treatment, Adjustable
A34297 | Welch Allyn Inc | ELI 380 | 122410001245 | Electrocardiographs, Multichannel, Interpretive
BN16710 | Midmark Corp | Ritter 204 | V612310 | Tables, Examination/Treatment, Adjustable
BS24643 | Welch Allyn Inc | Spot Vital Signs LXi | 20160811426 | Monitors, Physiologic, Vital Signs
B34698 | Midmark Corp | Ritter 204 | V612277 | Tables, Examination/Treatment, Adjustable
BS22999 / A25726 | Midmark Corp | Ritter 204 | V611556 | Tables, Examination/Treatment, Adjustable
BN0651 / A108826 | Welch Allyn Inc | 747 Diagnostic Set | NSN | Ophthalmoscope/Otoscopes
B34858 | Detecto - A Division of Cardinal Scale Manufacturing Co. | Weigh Beam Eye-Level | 9026-524 | Scales, Patient, Platform, Mechanical
BN0618 | Welch Allyn Inc | 747 Diagnostic Set | NSN | Ophthalmoscope/Otoscopes
Bs20958 | Midmark Corp | Ritter 204 | V610839 | Tables, Examination/Treatment, Adjustable
BS-26771 | Ohio Medical Corporation | Intermittent/Continuous Vacuum Regulator | JGGW12779 | Regulators, Suction
BN20538 | Welch Allyn Inc | Tycos 509 | 080407193634 | Sphygmomanometers, Aneroid
BN22507 | Welch Allyn Inc | Tycos 509 | 020450712 | Sphygmomanometers, Aneroid
B16310 | GE Healthcare | CARESCAPE Respiratory Module E-sCO | SGV21030024HA | Physiologic Monitor Modules, Anesthetic Gas
BN1047 / A109103 | Skytron Div the KMW Group | HA43S | D0886C-359 | Lights, Surgical
BN16041 | Midmark Corp | Ritter 204 | V495795 | Tables, Examination/Treatment, Adjustable
BN20515 | Welch Allyn Inc | Tycos 509 | 080407192707 | Sphygmomanometers, Aneroid
| Huntleigh Healthcare | Sonicaid FD3 | FD3X110197224 | Detectors, Fetal Heart, Ultrasonic
BN20525 | Welch Allyn Inc | Tycos 509 | 080407193904 | Sphygmomanometers, Aneroid
BN20531 | Welch Allyn Inc | Tycos 509 | 0009182036 | Sphygmomanometers, Aneroid
B16798 | Exergen Corporation | TemporalScanner TAT-5000 | A905534 | Thermometers, Electronic, Infrared, Skin
BN20533 | Welch Allyn Inc | Tycos 509 | 0111071088 | Sphygmomanometers, Aneroid
BN20500 | Welch Allyn Inc | Tycos 509 | 080415142855 | Sphygmomanometers, Aneroid
BN22489 | Welch Allyn Inc | 767 Wall Transformer | NSN | Transformers, Constant Voltage
BN18646 | Midmark Corp | Ritter 204 | V627621 | Tables, Examination/Treatment, Adjustable
BN22509 | Welch Allyn Inc | Tycos 509 | 0108060102 | Sphygmomanometers, Aneroid
| LW Scientific Inc | Revelation III | 001778 | Microscopes, Light, Laboratory
BN22492 | Welch Allyn Inc | Tycos 509 | 0206130250 | Sphygmomanometers, Aneroid
BN20558 | Welch Allyn Inc | Tycos 509 | 0107170400 | Sphygmomanometers, Aneroid
B34773 | Midmark Corp | Ritter 204 | V610834 | Tables, Examination/Treatment, Adjustable
BN0628 | Welch Allyn Inc | 747 Diagnostic Set | NSN | Ophthalmoscope/Otoscopes
BN20540 | Midmark Corp | Ritter 204 | V612287 | Tables, Examination/Treatment, Adjustable
BN20501 | Welch Allyn Inc | Tycos 509 | 020335952 | Sphygmomanometers, Aneroid
BN23518 | Welch Allyn Inc | 767 Wall Transformer | NSN | Transformers, Constant Voltage
BN18600 | Midmark Corp | Ritter 204 | V611568 | Tables, Examination/Treatment, Adjustable
BN22502 | Welch Allyn Inc | Tycos 509 | 080407194018 | Sphygmomanometers, Aneroid
BN22511 | Midmark Corp | Ritter 204 | V612237 | Tables, Examination/Treatment, Adjustable
BN5443 | Midmark Corp | Ritter 319 | HH001062 | Chairs, Procedure
BN20513 | Welch Allyn Inc | Tycos 509 | 080415142544 | Sphygmomanometers, Aneroid
BN20559 | Welch Allyn Inc | Tycos 509 | 0108060108 | Sphygmomanometers, Aneroid
BN0664 | Welch Allyn Inc | 747 Diagnostic Set | NSN | Ophthalmoscope/Otoscopes
BN20560 | Welch Allyn Inc | Tycos 509 | 080407192809 | Sphygmomanometers, Aneroid
BN20527 | Welch Allyn Inc | Tycos 509 | 080407193258 | Sphygmomanometers, Aneroid
BS32017 / A54166 | Welch Allyn Inc | ELI 280 | 119450001600 | Electrocardiographs, Multichannel, Interpretive
| Midmark Corp | Pediatric Table with Scale | V2630984 | Tables, Examination/Treatment
BN0753 | Welch Allyn Inc | 767 Wall Transformer | NSN | Transformers, Constant Voltage
BN26618 | Medela Inc | BabyWeigh II | 75469 | Scales, Infant
BN16113 | Midmark Corp | Ritter 204 | V526552 | Tables, Examination/Treatment, Adjustable
BN1046 | Skytron Div the KMW Group | HA43S | D0686C-346 | Lights, Surgical
| Welch Allyn Inc | 767 Wall Transformer | NSN | Transformers, Constant Voltage
162413 | Ohio Medical Corporation | Intermittent/Continuous Vacuum Regulator | PSAA07754 | Regulators, Suction
BN20534 | Welch Allyn Inc | Tycos 509 | 0204252056 | Sphygmomanometers, Aneroid
BN16485 | Detecto - A Division of Cardinal Scale Manufacturing Co. | Weigh Beam Eye-Level | E16908-0120 | Scales, Patient, Platform, Mechanical
BN1000 | Welch Allyn Inc | 747 Diagnostic Set | NSN | Ophthalmoscope/Otoscopes
BN20532 | Midmark Corp | Ritter 204 | V611594 | Tables, Examination/Treatment, Adjustable
BN20508 | Welch Allyn Inc | Tycos 509 | 0009181921 | Sphygmomanometers, Aneroid
BN20563 | Midmark Corp | Evolution 75 | EY004877 | Tables, Examination/Treatment, Adjustable
BN3479 | Welch Allyn Inc | 747 Diagnostic Set | NSN | Ophthalmoscope/Otoscopes
BS22995 | Midmark Corp | Ritter 204 | V610818 | Tables, Examination/Treatment, Adjustable
BS30814 | Drive DeVilbiss Healthcare Inc | Pulmo-Aide | D2037944 | Nebulizers
B34728 | Midmark Corp | Ritter 204 | V611558 | Tables, Examination/Treatment, Adjustable
BS24641 | Welch Allyn Inc | Spot Vital Signs LXi | 20160811416 | Monitors, Physiologic, Vital Signs
B34842 | Detecto - A Division of Cardinal Scale Manufacturing Co. | Weigh Beam Eye-Level | E16908-0129 | Scales, Patient, Platform, Mechanical
BN21629 | Welch Allyn Inc | Tycos 509 | 020335349 | Sphygmomanometers, Aneroid
BN0728 / A108934 | Welch Allyn Inc | 747 Diagnostic Set | NSN | Ophthalmoscope/Otoscopes
B34755 | Sony Electronics Inc Medical Systems Div | UP-25MD | 703580 | Printers, Video
| Huntleigh Healthcare | Dopplex D900 | 900LX17408421 | Detectors, Blood Flow, Ultrasonic
B34718 / A108994 | Welch Allyn Inc | 747 Diagnostic Set | NSN | Ophthalmoscope/Otoscopes
BN0660 / A109552 | Welch Allyn Inc | 747 Diagnostic Set | NSN | Ophthalmoscope/Otoscopes
BS21086 / A28626 | CooperSurgical, Inc. | F9 Express | F9M3020930291DGL2 | Monitors, Physiologic, Fetal
BS20647 | 3M Health Care | Bair Paws Model 875 | 49886 | Warming Units, Patient, Forced-Air
BN0759 | Welch Allyn Inc | 747 Diagnostic Set | NSN | Ophthalmoscope/Otoscopes
Bn249276 | Ohio Medical Corporation | Intermittent/Continuous Vacuum Regulator | 188818 | Regulators, Suction
BN0741 | Welch Allyn Inc | 767 Wall Transformer | NSN | Transformers, Constant Voltage
162393 | Ohio Medical Corporation | PISA | PSAA23816 | Regulators, Suction
B41728 | Welch Allyn Inc | Spot Vital Signs LXi | 20150401848 | Monitors, Physiologic, Vital Signs
| Huntleigh Healthcare | Dopplex D900 | FD2P30209750-06 | Detectors, Blood Flow, Ultrasonic
BN28554 | Welch Allyn Inc | 767 Wall Transformer | NSN | Transformers, Constant Voltage
| Welch Allyn Inc | Connex Spot Monitor | 100010152524 | Monitors, Physiologic, Vital Signs
BS29745 | Huntleigh Healthcare | Dopplex D900 | 900LX14815817 | Detectors, Blood Flow, Ultrasonic
| Huntleigh Healthcare | Fetal Dopplex II | FD2P30422001-11 | Detectors, Fetal Heart, Ultrasonic
BN29416 | Welch Allyn Inc | Spot Vital Signs LXi | 20161013367 | Monitors, Physiologic, Vital Signs
| Exergen Corporation | TemporalScanner TAT-5000 | A905534 | Thermometers, Electronic, Infrared, Skin
162398 | Ohio Medical Corporation | PISA | PSAA23814 | Regulators, Suction
BN27779 | Huntleigh Healthcare | Dopplex D900 | 900LX0171490-15 | Detectors, Blood Flow, Ultrasonic
| Huntleigh Healthcare | Dopplex D900 | D900X0538082-00 | Detectors, Blood Flow, Ultrasonic
B34843 | Welch Allyn Inc | 747 Diagnostic Set | NSN | Ophthalmoscope/Otoscopes
BS19740 | Olympus America | OCS-500 | 103001902912 | Colposcopes
BS9809 | Welch Allyn Inc | Spot Vital Signs LXi | 20111209231 | Monitors, Physiologic, Vital Signs
BS18628 | Welch Allyn Inc | Spot Vital Signs LXi | 20071104801 | Monitors, Physiologic, Vital Signs
BS19012 | Welch Allyn Inc | Spot Vital Signs LXi | 20080502518 | Monitors, Physiologic, Vital Signs
B39124 | Welch Allyn Inc | Spot Vital Signs LXi | 20150905585 | Monitors, Physiologic, Vital Signs
B34832 | Welch Allyn Inc | Spot Vital Signs LXi | 20160811412 | Monitors, Physiologic, Vital Signs
BN22170 | Midmark Corp | Ritter 204 | V1055348 | Tables, Examination/Treatment, Adjustable
BN22351 | Welch Allyn Inc | Tycos 509 | 101214081344 | Sphygmomanometers, Aneroid
BN22177 | Midmark Corp | Ritter 223 | V1059777 | Tables, Examination/Treatment, Adjustable
| Welch Allyn Inc | Tycos 509 | BN22183 | Sphygmomanometers, Aneroid
BS20487 | Welch Allyn Inc | Connex Vital Signs Monitor 6000 Series | 103004000000 | Monitors, Physiologic, Vital Signs
BN22345 | Welch Allyn Inc | Tycos 509 | 101214104317 | Sphygmomanometers, Aneroid
| 3M Health Care | Bair Paws Model 875 | 067724 | Warming Units, Patient, Forced-Air
BN22339 | Welch Allyn Inc | Tycos 509 | 110113071834 | Sphygmomanometers, Aneroid
B16296 | GE Healthcare | CARESCAPE Monitor B650 | SNS20472054SA | Monitoring Systems, Physiologic
BN22352 | Welch Allyn Inc | Tycos 509 | 101213203156 | Sphygmomanometers, Aneroid
179164 | Welch Allyn Inc | ELI 280 | 119450001595 | Electrocardiographs, Multichannel, Interpretive
BN22340 | Welch Allyn Inc | Tycos 509 | 101228213807 | Sphygmomanometers, Aneroid
| GE Healthcare | CARESCAPE PDM Patient Data Module | SPX20500474SA | Physiologic Monitor Modules, Multiparameter
| Welch Allyn Inc | Tycos 509 | 110112174941 | Sphygmomanometers, Aneroid
| GE Medical Systems | Corometrics 172 | SNV22360066PAS | Monitors, Physiologic, Fetal, Antepartum, Bedside
| Welch Allyn Inc | Tycos 509 | NSN | Sphygmomanometers, Aneroid
| Welch Allyn Inc | Tycos 509 | NSN | Sphygmomanometers, Aneroid
| NEXT MEDICAL PRODUCTS | Ultrasound Gel Packet Warmer | NSN | Warming Units, Gel
BN22211 | Welch Allyn Inc | Tycos 509 | 080417100150 | Sphygmomanometers, Aneroid
BN22218 | Welch Allyn Inc | SureTemp Plus 692 | 08261336 | Thermometers, Electronic
B16299 | GE Healthcare | CARESCAPE PDM Patient Data Module | SPX20500150SA | Physiologic Monitor Modules, Multiparameter
BN17414 | Midmark Corp | Ritter 355 | V392839 | Lights, Examination
B16303 | GE Healthcare | CARESCAPE PDM Patient Data Module | SPX20500442SA | Physiologic Monitor Modules, Multiparameter
BN17446 | Midmark Corp | Ritter 355 | V416381 | Lights, Examination
BL23604 | Ohio Medical Corporation | PISA | PSAY30473 | Regulators, Suction
bs19759 | Philips Medical Systems Cardiac and Monitoring Syste | HeartStart FRx | B11F-01960 | Defibrillators, External, Automated
A54155 | Welch Allyn Inc | ELI 280 | 119450001634 | Electrocardiographs, Multichannel, Interpretive
B41725 | Exergen Corporation | TemporalScanner TAT-5000 | A884741 | Thermometers, Electronic, Infrared, Skin
BS19761 | Welch Allyn Inc | Spot Vital Signs LXi | 20110503265 | Monitors, Physiologic, Vital Signs
| Welch Allyn Inc | 767 Wall Transformer | NSN | Transformers, Constant Voltage
POH-TRANS | GE Healthcare | CARESCAPE Monitor B450 | SNT20472169SA | Monitoring Systems, Physiologic
BS31965 | Exergen Corporation | TemporalScanner TAT-5000 | A1211349 | Thermometers, Electronic, Infrared, Skin
| Exergen Corporation | TemporalScanner TAT-5000 | A1157231 | Thermometers, Electronic, Infrared, Skin
B41864 | Exergen Corporation | TemporalScanner TAT-5000 | A1156051 | Thermometers, Electronic, Infrared, Skin
BN22169 | Midmark Corp | Ritter 204 | V1055344 | Tables, Examination/Treatment, Adjustable
BS22563 | Welch Allyn Inc | Connex Vital Signs Monitor 6000 Series | 103003545013 | Monitors, Physiologic, Vital Signs
bs30152 | BEFOUR INC. | SCAL45MC | 190387 | Scales, Patient, Wheelchair
| 3M Health Care | Surgical Clipper | 20121218 | Clippers, Hair, Electric, Preoperative
BN22347 | Welch Allyn Inc | Tycos 509 | 101228000000 | Sphygmomanometers, Aneroid
BN5694 | Detecto - A Division of Cardinal Scale Manufacturing Co. | Weigh Beam Eye-Level | 0102-3266 | Scales, Patient, Platform, Mechanical
BS20594 | 3M Health Care | Bair Paws Model 875 | 49046 | Warming Units, Patient, Forced-Air
BN22167 | Midmark Corp | Ritter 204 | V1055336 | Tables, Examination/Treatment, Adjustable
BS34231 | GE Healthcare | M5Sc-D | 140150YP4 | Transducers, Ultrasonic
| Welch Allyn Inc | SureTemp Plus 692 | 23246942 | Thermometers, Electronic
BS20629 | 3M Health Care | Bair Paws Model 875 | 49879 | Warming Units, Patient, Forced-Air
BS19760 | Welch Allyn Inc | Spot Vital Signs LXi | 20110402960 | Monitors, Physiologic, Vital Signs
BN22354 | Welch Allyn Inc | Tycos 509 | 101228212845 | Sphygmomanometers, Aneroid
BN22346 | Welch Allyn Inc | Tycos 509 | 101228211129 | Sphygmomanometers, Aneroid
A54154 | Welch Allyn Inc | ELI 280 | 119450001616 | Electrocardiographs, Multichannel, Interpretive
BN22335 | Welch Allyn Inc | Tycos 509 | 110124073931 | Sphygmomanometers, Aneroid
BN22341 | Welch Allyn Inc | Tycos 509 | 101214131728 | Sphygmomanometers, Aneroid
BN22350 | Welch Allyn Inc | Tycos 509 | 110113061951 | Sphygmomanometers, Aneroid
BS25725 | GE Healthcare | CARESCAPE PDM Patient Data Module | SA317380197SA | Physiologic Monitor Modules, Multiparameter
A54156 | Welch Allyn Inc | ELI 280 | 119450001622 | Electrocardiographs, Multichannel, Interpretive
BN22166 | Midmark Corp | Ritter 223 | V1059789 | Tables, Examination/Treatment, Adjustable
BN22171 | Midmark Corp | Ritter 204 | V1055347 | Tables, Examination/Treatment, Adjustable
| Welch Allyn Inc | Tycos 509 | 190385 | Sphygmomanometers, Aneroid
185977 | Welch Allyn Inc | ELI 380 | 122410001247 | Electrocardiographs, Multichannel, Interpretive
BN22185 | Midmark Corp | Ritter 204 | v1055329 | Tables, Examination/Treatment, Adjustable
BS22564 | Welch Allyn Inc | Connex Vital Signs Monitor 6000 Series | 103003525013 | Monitors, Physiologic, Vital Signs
BN22343 | Welch Allyn Inc | Tycos 509 | 110112172613 | Sphygmomanometers, Aneroid
BN22353 | Welch Allyn Inc | Tycos 509 | 101228211449 | Sphygmomanometers, Aneroid
BN22176 | Midmark Corp | Ritter 204 | V1055341 | Tables, Examination/Treatment, Adjustable
BN22181 | Midmark Corp | Ritter 204 | V1041836 | Tables, Examination/Treatment, Adjustable
BS34251 | Philips Medical Systems Cardiac and Monitoring Syste | L9-3 | B02YK9 | Transducers, Ultrasonic
BN22331 | Welch Allyn Inc | Tycos 509 | 101214074036 | Sphygmomanometers, Aneroid
BN21520 | Welch Allyn Inc | Green Series 600 | 155717 | Lights, Examination
BN22187 | Midmark Corp | Ritter 223 | V1059773 | Tables, Examination/Treatment, Adjustable
BN22168 | Midmark Corp | Ritter 204 | V1044740 | Tables, Examination/Treatment, Adjustable
BN22342 | Welch Allyn Inc | Tycos 509 | 101214081607 | Sphygmomanometers, Aneroid
BN22179 | Midmark Corp | Ritter 204 | V1055334 | Tables, Examination/Treatment, Adjustable
BN22158 | Detecto - A Division of Cardinal Scale Manufacturing Co. | Waist-High Physician Scale | E12611-0097 | Scales, Patient, Floor
BN22164 | Midmark Corp | Ritter 204 | V1055324 | Tables, Examination/Treatment, Adjustable
BN22178 | Midmark Corp | Ritter 204 | V1041809 | Tables, Examination/Treatment, Adjustable
BN22180 | Midmark Corp | Ritter 204 | V1041902 | Tables, Examination/Treatment, Adjustable
BN22338 | Welch Allyn Inc | Tycos 509 | 110112173355 | Sphygmomanometers, Aneroid
| Midmark Corp | Ritter 204 | v1055338 | Tables, Examination/Treatment, Adjustable
bn22215 | Welch Allyn Inc | SureTemp Plus 692 | 08261334 | Thermometers, Electronic
bs34273 | GE Healthcare | 6Tc | 89373 | Transducers, Ultrasonic
B36594 | Exergen Corporation | TemporalScanner TAT-5000 | A1043907 | Thermometers, Electronic, Infrared, Skin
BS20611 | 3M Health Care | Bair Paws Model 875 | 49856 | Warming Units, Patient, Forced-Air
176370 | Welch Allyn Inc | Connex Spot Monitor | 100090973822 | Monitors, Physiologic, Vital Signs
| Midmark Corp | Ritter 204 | V1055330 | Tables, Examination/Treatment, Adjustable
B34049 | Welch Allyn Inc | Connex Spot Monitor | 100085481218 | Monitors, Physiologic, Vital Signs
| Hill-Rom Services, Inc. | NURSE CALL CONSOLE | NURSE CALL PREOP | Hospital Communication Systems, Nurse Call
BN20963 | Welch Allyn Inc | Tycos 509 | 080417071058 | Sphygmomanometers, Aneroid
BN22344 | Welch Allyn Inc | Tycos 509 | 101213205346 | Sphygmomanometers, Aneroid
BN22175 | Midmark Corp | Ritter 204 | V1055339 | Tables, Examination/Treatment, Adjustable
BN22329 | Welch Allyn Inc | Tycos 509 | 110112174347 | Sphygmomanometers, Aneroid
BN22334 | Welch Allyn Inc | Tycos 509 | 110112175338 | Sphygmomanometers, Aneroid
BN22248 | Welch Allyn Inc | 767 Wall Transformer | NSN | Transformers, Constant Voltage
BN22231 | Welch Allyn Inc | 767 Wall Transformer | NSN | Transformers, Constant Voltage
BN29271 | 3M Health Care | Bair Paws Model 875 | 59290 | Warming Units, Patient, Forced-Air
B41504 | Welch Allyn Inc | Connex Spot Monitor | 100018444217 | Monitors, Physiologic, Vital Signs
A54157 | Welch Allyn Inc | ELI 280 | 119450001632 | Electrocardiographs, Multichannel, Interpretive
BN22174 | Midmark Corp | Ritter 204 | V1057173 | Tables, Examination/Treatment, Adjustable
BN17413 | Midmark Corp | Ritter 355 | V391616 | Lights, Examination
A54153 | Welch Allyn Inc | ELI 280 | 119450001624 | Electrocardiographs, Multichannel, Interpretive
B16283 | GE Healthcare | CARESCAPE PDM Patient Data Module | SPX20500473SA | Physiologic Monitor Modules, Multiparameter
BN22213 | Welch Allyn Inc | 767 Wall Transformer | NSN | Transformers, Constant Voltage
BN22244 | Welch Allyn Inc | 767 Wall Transformer | NSN | Transformers, Constant Voltage
BN0613 / A108788 | Welch Allyn Inc | 747 Diagnostic Set | NSN | Ophthalmoscope/Otoscopes
BS21763 | AMBCO | 650A | B11142 | Audiometers
B34766 | Philips Medical Systems Cardiac and Monitoring Syste | HeartStart FRx | B08J-01695 | Defibrillators, External, Automated
Bn20523 | Midmark Corp | Ritter 204 | V610758 | Tables, Examination/Treatment, Adjustable
B34790 | Detecto - A Division of Cardinal Scale Manufacturing Co. | 758C | E17708-0049 | Scales, Patient, Floor
| Edan Instruments, Inc. | C6AHD | 760190-M24606780003 | Colposcopes
| Exergen Corporation | TemporalScanner TAT-5000 | A1417154 | Thermometers, Electronic, Infrared, Skin
BN0716 | Welch Allyn Inc | 767 Wall Transformer | NSN | Transformers, Constant Voltage
BN16709 | Midmark Corp | Ritter 204 | V612240 | Tables, Examination/Treatment, Adjustable
BN24382 | Drive DeVilbiss Healthcare Inc | Pulmo-Aide | D7010823 | Nebulizers
BS21132 | Welch Allyn Inc | Spot Vital Signs LXi | 20081207552 | Monitors, Physiologic, Vital Signs
BN0788 | Welch Allyn Inc | 747 Diagnostic Set | NSN | Ophthalmoscope/Otoscopes
B34789 | Detecto - A Division of Cardinal Scale Manufacturing Co. | Weigh Beam Eye-Level | 0109-2707 | Scales, Patient, Platform, Mechanical
B34788 | Detecto - A Division of Cardinal Scale Manufacturing Co. | Weigh Beam Eye-Level | 9207-802 | Scales, Patient, Platform, Mechanical
BN22504 | Welch Allyn Inc | Tycos 509 | 080415142701 | Sphygmomanometers, Aneroid
BN23197 | Sony Electronics Inc Medical Systems Div | LMD-1950MD | 2013070 | Monitors, Video
B16428 | Welch Allyn Inc | Spot Vital Signs LXi | 20080502525 | Monitors, Physiologic, Vital Signs
BN22506 | Welch Allyn Inc | Tycos 509 | 0107170442 | Sphygmomanometers, Aneroid
Bs22994 | Midmark Corp | Ritter 204 | V610867 | Tables, Examination/Treatment, Adjustable
BN22501 | Welch Allyn Inc | Tycos 509 | 0112060850 | Sphygmomanometers, Aneroid
BN22851 | Welch Allyn Inc | Green Series 777 Wall Transformer | NSN | Transformers, Constant Voltage
BS20543 | CONMED Corporation | Hyfrecator 2000 | 14EGJ198 | Electrosurgical Units, Monopolar/Bipolar
BN0654 | Welch Allyn Inc | 747 Diagnostic Set | NSN | Ophthalmoscope/Otoscopes
B34754 | Olympus America | CLH-SC | 7132393 | Light Sources
Bn16037 | Midmark Corp | Ritter 204 | V495794 | Tables, Examination/Treatment, Adjustable
BN27640 | Midmark Corp | Ritter 204 | V610793 | Tables, Examination/Treatment, Adjustable
BN20504 | Welch Allyn Inc | Tycos 509 | 020335951 | Sphygmomanometers, Aneroid
BS22988 | Midmark Corp | Ritter 204 | V612328 | Tables, Examination/Treatment, Adjustable
BN21630 | Welch Allyn Inc | Tycos 509 | 020801106 | Sphygmomanometers, Aneroid
BN0757 | Welch Allyn Inc | 767 Wall Transformer | NSN | Transformers, Constant Voltage
B34753 | Olympus America | OTV-SC | 7122888 | Image Processors, Video, Endoscopy
| Draeger Medical Inc. | JM-105 Jaundice Meter | H2507857 | Bilirubinometers
B34817 | Welch Allyn Inc | Spot Vital Signs LXi | 20160811429 | Monitors, Physiologic, Vital Signs
| Huntleigh Healthcare | Sonicaid SRX | 772B702248224 | Detectors, Fetal Heart, Ultrasonic
B16806 | Detecto - A Division of Cardinal Scale Manufacturing Co. | 758C | E05305-0090 | Scales, Patient, Floor
BN16691 | Welch Allyn Inc | 767 Wall Transformer | NSN | Transformers, Constant Voltage
B16607 | Welch Allyn Inc | Spot Vital Signs LXi | 20090301316 | Monitors, Physiologic, Vital Signs
| 3M Health Care | Bair Paws Model 875 | 49880 | Warming Units, Patient, Forced-Air
BN0715 | Welch Allyn Inc | 747 Diagnostic Set | NSN | Ophthalmoscope/Otoscopes
B16267 | GE Healthcare | CARESCAPE PDM Patient Data Module | SPX20500138SA | Physiologic Monitor Modules, Multiparameter
B16304 | GE Healthcare | CARESCAPE Monitor B650 | SNS20472066SA | Monitoring Systems, Physiologic
BN17791 | Detecto - A Division of Cardinal Scale Manufacturing Co. | Weigh Beam Eye-Level | 3P7044 | Scales, Patient, Platform, Mechanical
BS31070 | Exergen Corporation | TemporalScanner TAT-5000 | A891710 | Thermometers, Electronic, Infrared, Skin
BS31966 | Exergen Corporation | TemporalScanner TAT-5000 | A1211446 | Thermometers, Electronic, Infrared, Skin
BS23964 | GE Healthcare | CARESCAPE PDM Patient Data Module | SA315493202SA | Physiologic Monitor Modules, Multiparameter
BS32157 | Welch Allyn Inc | Tycos 509 | 110225088 | Sphygmomanometers, Aneroid
BS29938 | GE Healthcare | CARESCAPE PDM Patient Data Module | SPX19330294SA | Physiologic Monitor Modules, Multiparameter
BS25169 | GE Healthcare | CARESCAPE Respiratory Module E-sCO | SGV15166653HA | Physiologic Monitor Modules, Anesthetic Gas
BS25152 | GE Healthcare | CARESCAPE Monitor B650 | SK417251142HA | Monitoring Systems, Physiologic
BS33251 | GE Healthcare | CARESCAPE Monitor B450 | SNE17320055HA | Monitoring Systems, Physiologic
A59125 | GE Healthcare | CARESCAPE Monitor B650 | STF24250024SA | Monitoring Systems, Physiologic
BS20614 | 3M Health Care | Bair Paws Model 875 | 49876 | Warming Units, Patient, Forced-Air
BS25214 | GE Healthcare | CARESCAPE PDM Patient Data Module | SA317260257SA | Physiologic Monitor Modules, Multiparameter
BS23895 | Ohio Medical Corporation | Intermittent/Continuous Vacuum Regulator | JGHU36051 | Regulators, Suction
BS25192 | GE Healthcare | CARESCAPE PDM Patient Data Module | SA317260242SA | Physiologic Monitor Modules, Multiparameter
BS26668 | GE Healthcare | CARESCAPE PDM Patient Data Module | SA317360427SA | Physiologic Monitor Modules, Multiparameter
bn22263 | Welch Allyn Inc | SureTemp Plus 692 | 07379685 | Thermometers, Electronic
A59152 | ECHONOUS | EchoNous Bladder | R52X50A5GYF | Scanning Systems, Ultrasonic, Small-Parts, Urinary Bladder
A59692 | ECHONOUS | Kosmos Link | LNKR2512128-01 | Scanning Systems, Ultrasonic, Portable
BN17479 | Midmark Corp | Ritter 355 | V434503 | Lights, Examination
BS20755 | Precision Medical Inc | PM3300 | GFFJ34423 | Regulators, Suction
BN17467 | Midmark Corp | Ritter 355 | V434570 | Lights, Examination
BS33009 | GE Medical Systems | CARESCAPE CENTRAL STATION MAI700 | SKN17260053SA | Monitoring Systems
BS25197 | GE Healthcare | CARESCAPE Monitor B650 | SK417241061HA | Monitoring Systems, Physiologic
BS33008 | GE Medical Systems | CARESCAPE CENTRAL STATION MAI700 | SKN17260051SA | Monitoring Systems
BN18219 | Precision Medical Inc | PM3300 | 135070 | Regulators, Suction
BS34601 | 3M Health Care | Bair Paws Model 875 | 81185 | Warming Units, Patient, Forced-Air
BN18249 | Precision Medical Inc | PM3300 | 134839 | Regulators, Suction
BN20674 | Welch Allyn Inc | Tycos 509 | 71116175526 | Sphygmomanometers, Aneroid
BS20643 | 3M Health Care | Bair Paws Model 875 | 49881 | Warming Units, Patient, Forced-Air
BS25187 | GE Healthcare | CARESCAPE Respiratory Module E-sCO | SGV17091022HA | Physiologic Monitor Modules, Anesthetic Gas
B32438 | Ohio Medical Corporation | Intermittent/Continuous Vacuum Regulator | 1610869 | Regulators, Suction
BS26839 | GE Healthcare | CARESCAPE PDM Patient Data Module | SA314431252GA | Physiologic Monitor Modules, Multiparameter
BN18222 | Precision Medical Inc | PM3300 | 134817 | Regulators, Suction
BN17470 | Midmark Corp | Ritter 355 | V434340 | Lights, Examination
BN22734 | Ohio Medical Corporation | Intermittent/Continuous Vacuum Regulator | GFFDI8762 | Regulators, Suction
BS23729 | GE Healthcare | CARESCAPE PDM Patient Data Module | SA315260623GA | Physiologic Monitor Modules, Multiparameter
BN26278 | Huntleigh Healthcare | Dopplex D900 | 900lx0180933-16 | Detectors, Blood Flow, Ultrasonic
A59226 | Welch Allyn Inc | Connex Spot Monitor | 100004303724 | Monitors, Physiologic, Vital Signs
BN17466 | Midmark Corp | Ritter 355 | V434583 | Lights, Examination
Bn21713 | Welch Allyn Inc | CE0050 | 0210261308 | Sphygmomanometers, Aneroid
BS29606 | Huntleigh Healthcare | Dopplex D900 | 900LX15553319 | Detectors, Blood Flow, Ultrasonic
BS25153 | GE Healthcare | CARESCAPE PDM Patient Data Module | SA317260274SA | Physiologic Monitor Modules, Multiparameter
BS25195 | GE Healthcare | CARESCAPE Monitor B650 | SK417241090HA | Monitoring Systems, Physiologic
| Hill-Rom Services, Inc. | NURSE CALL CONSOLE | NURSE CALL P2 | Hospital Communication Systems, Nurse Call
BN18255 | Precision Medical Inc | PM3300 | 134837 | Regulators, Suction
BS23889 | Ohio Medical Corporation | Intermittent/Continuous Vacuum Regulator | JGHU36063 | Regulators, Suction
184896 | Huntleigh Healthcare | Dopplex D900 | 21900LX18070922 | Detectors, Blood Flow, Ultrasonic
BN18240 | Precision Medical Inc | PM3300 | 134864 | Regulators, Suction
BS20764 | Precision Medical Inc | PM3300 | GFFJ34428 | Regulators, Suction
BS20772 | Precision Medical Inc | PM3300 | GFFW15430 | Regulators, Suction
BN18229 | Precision Medical Inc | PM3300 | 134790 | Regulators, Suction
BS25738 | GE Healthcare | CARESCAPE PDM Patient Data Module | SA317360267SA | Physiologic Monitor Modules, Multiparameter
| GE Healthcare | CARESCAPE PDM Patient Data Module | SPX22050039SA | Physiologic Monitor Modules, Multiparameter
B16276 | GE Healthcare | CARESCAPE Monitor B650 | SNS20472058SA | Monitoring Systems, Physiologic
BN18216 | Precision Medical Inc | PM3300 | 134860 | Regulators, Suction
BN22233 | Welch Allyn Inc | Tycos 509 | 080417101433 | Sphygmomanometers, Aneroid
BN17464 | Midmark Corp | Ritter 355 | V434571 | Lights, Examination
BN20692 | Welch Allyn Inc | CE0050 | 167696 | Sphygmomanometers, Aneroid
BS25175 | GE Healthcare | CARESCAPE Respiratory Module E-sCO | SGV17081043HA | Physiologic Monitor Modules, Anesthetic Gas
BN17462 | Midmark Corp | Ritter 355 | V394814 | Lights, Examination
BS25154 | GE Healthcare | CARESCAPE Monitor B650 | SK417251105HA | Monitoring Systems, Physiologic
BS35551 | Exergen Corporation | TemporalScanner TAT-5000 | A891699 | Thermometers, Electronic, Infrared, Skin
BS25176 | GE Healthcare | CARESCAPE Monitor B650 | SK417241082HA | Monitoring Systems, Physiologic
BN17468 | Midmark Corp | Ritter 355 | V390005 | Lights, Examination
BS20638 | 3M Health Care | Bair Paws Model 875 | 49030 | Warming Units, Patient, Forced-Air
B41660 | Exergen Corporation | TemporalScanner TAT-5000 | A1171248 | Thermometers, Electronic, Infrared, Skin
134885 | GE Healthcare | F7 Module Rack | SEF09391323HX | Physiologic Monitor Module Housings
BN18235 | Precision Medical Inc | PM3300 | 134818 | Regulators, Suction
BN17433 | Midmark Corp | Ritter 355 | V431180 | Lights, Examination
| Exergen Corporation | TemporalScanner TAT-5000 | A1242121 | Thermometers, Electronic, Infrared, Skin
| Powercom America Inc. | SMK-2000A | 40155061806 | Power Systems, Electrical, Uninterruptible
| Exergen Corporation | TAT-5000S | A1473643 | Thermometers, Electronic, Infrared, Skin
| Exergen Corporation | TemporalScanner IR TAT-5000S | A1581341 | Thermometers, Electronic, Infrared, Skin
BS25168 | GE Healthcare | CARESCAPE PDM Patient Data Module | SA317260248SA | Physiologic Monitor Modules, Multiparameter
BS25191 | GE Healthcare | CARESCAPE Monitor B650 | SK417251144HA | Monitoring Systems, Physiologic
BS20761 | Precision Medical Inc | PM3300 | GFFF12846 | Regulators, Suction
BN17463 | Midmark Corp | Ritter 355 | V388279 | Lights, Examination
BS30086 | Zoll Medical Corp | R Series PLUS | AF19A091160 | Defibrillators, External, Automated
BS25160 | GE Healthcare | CARESCAPE Monitor B650 | SK417241083HA | Monitoring Systems, Physiologic
BS25212 | GE Healthcare | CARESCAPE Respiratory Module E-sCO | SGV17091078HA | Physiologic Monitor Modules, Anesthetic Gas
| GE Healthcare | F7 Module Rack | SEF13317522HX | Physiologic Monitor Module Housings
BN25738 | GE Healthcare | CARESCAPE PDM Patient Data Module | SA313282662GA | Physiologic Monitor Modules, Multiparameter
182437 | Welch Allyn Inc | CE0050 | 182437 | Sphygmomanometers, Aneroid
BS26662 | GE Healthcare | CARESCAPE PDM Patient Data Module | SA317360230SA | Physiologic Monitor Modules, Multiparameter
BS23752 | GE Healthcare | CARESCAPE PDM Patient Data Module | SA315260590GA | Physiologic Monitor Modules, Multiparameter
BS25188 | GE Healthcare | CARESCAPE Respiratory Module E-sCO | SGV17081027HA | Physiologic Monitor Modules, Anesthetic Gas
BN16275 | Ohio Medical Corporation | Intermittent/Continuous Vacuum Regulator | GFFE29332 | Regulators, Suction
Bn23357 | Welch Allyn Inc | CE0050 | 0210261274 | Sphygmomanometers, Aneroid
BS25210 | GE Healthcare | CARESCAPE Monitor B650 | SK417251141HA | Monitoring Systems, Physiologic
BN13127 | Ohio Medical Corporation | Intermittent/Continuous Vacuum Regulator | GFFW15349 | Regulators, Suction
bn29482 | Precision Medical Inc | PM3300 | GFFJ34419 | Regulators, Suction
BS25185 | GE Healthcare | CARESCAPE Respiratory Module E-sCO | SGV17091058HA | Physiologic Monitor Modules, Anesthetic Gas
BS25209 | GE Healthcare | CARESCAPE Monitor B650 | SK417251129HA | Monitoring Systems, Physiologic
BS25171 | GE Healthcare | CARESCAPE PDM Patient Data Module | SA317260302SA | Physiologic Monitor Modules, Multiparameter
BS23886 | Ohio Medical Corporation | Intermittent/Continuous Vacuum Regulator | JGHU36059 | Regulators, Suction
B16277 | GE Healthcare | CARESCAPE PDM Patient Data Module | SPX20500139SA | Physiologic Monitor Modules, Multiparameter
BN18239 | Precision Medical Inc | PM3300 | 134872 | Regulators, Suction
B16785 | Exergen Corporation | TemporalScanner TAT-5000 | A1164922 | Thermometers, Electronic, Infrared, Skin
BS25203 | GE Healthcare | CARESCAPE PDM Patient Data Module | SA317260285SA | Physiologic Monitor Modules, Multiparameter
BS35539 | Exergen Corporation | TemporalScanner TAT-5000 | A891664 | Thermometers, Electronic, Infrared, Skin
BN18217 | Precision Medical Inc | PM3300 | 134819 | Regulators, Suction
BS23890 | Ohio Medical Corporation | Intermittent/Continuous Vacuum Regulator | JGHU36065 | Regulators, Suction
BS20768 | Precision Medical Inc | PM3300 | GFFG18471 | Regulators, Suction
BN17437 | Midmark Corp | Ritter 355 | V433128 | Lights, Examination
BN22266 | Welch Allyn Inc | SureTemp Plus 692 | 08149555 | Thermometers, Electronic
BS25162 | GE Healthcare | CARESCAPE Respiratory Module E-sCO | SGV17081072HA | Physiologic Monitor Modules, Anesthetic Gas
B16139 | Precision Medical Inc | PM3300 | 00314934 | Regulators, Suction
185690 | Exergen Corporation | TemporalScanner TAT-5000 | A1386168 | Thermometers, Electronic, Infrared, Skin
BS25207 | GE Healthcare | CARESCAPE Respiratory Module E-sCO | SGV17081029HA | Physiologic Monitor Modules, Anesthetic Gas
bn22260 | Welch Allyn Inc | SureTemp Plus 692 | 07342325 | Thermometers, Electronic
B41718 | Exergen Corporation | TemporalScanner TAT-5000 | A891700 | Thermometers, Electronic, Infrared, Skin
| GE Healthcare | CARESCAPE PDM Patient Data Module | SPX24257347SA | Physiologic Monitor Modules, Multiparameter
B41583 | GE Healthcare | CARESCAPE Respiratory Module E-sCO | SGV20461366HA | Physiologic Monitor Modules, Anesthetic Gas
B16585 | Quincy Lab | ReadyBath | MSC3-05208 | Warming Units, Multipurpose
182401 | Welch Allyn Inc | Wall Sphygmomanometer | 160613214265 | Sphygmomanometers, Aneroid
BS25157 | GE Healthcare | CARESCAPE PDM Patient Data Module | SA317260330SA | Physiologic Monitor Modules, Multiparameter
BS25163 | GE Healthcare | CARESCAPE Respiratory Module E-sCO | SGV17231021HA | Physiologic Monitor Modules, Anesthetic Gas
bn22267 | Welch Allyn Inc | SureTemp Plus 692 | 07395680 | Thermometers, Electronic
BS25193 | GE Healthcare | CARESCAPE Monitor B650 | SK417241094HA | Monitoring Systems, Physiologic
BS26854 | GE Healthcare | CARESCAPE PDM Patient Data Module | SA315387156GA | Physiologic Monitor Modules, Multiparameter
BN17435 | Midmark Corp | Ritter 355 | V434502 | Lights, Examination
BS25186 | GE Healthcare | CARESCAPE Respiratory Module E-sCO | SGV17091090HA | Physiologic Monitor Modules, Anesthetic Gas
B16141 | Ohio Medical Corporation | Intermittent/Continuous Vacuum Regulator | PSAA13693 | Regulators, Suction
BS23733 | GE Healthcare | CARESCAPE Respiratory Module E-sCO | SGV15171040HA | Physiologic Monitor Modules, Anesthetic Gas
BN17429 | Midmark Corp | Ritter 355 | V392218 | Lights, Examination
| Exergen Corporation | TAT-5000S | A1335470 | Thermometers, Electronic, Infrared, Skin
BN18241 | Precision Medical Inc | PM3300 | 134870 | Regulators, Suction
A59227 | Welch Allyn Inc | Connex Spot Monitor | 100013762624 | Monitors, Physiologic, Vital Signs
bn22272 | Welch Allyn Inc | SureTemp Plus 692 | 07378322 | Thermometers, Electronic
BS23761 | GE Healthcare | CARESCAPE PDM Patient Data Module | SA315260595GA | Physiologic Monitor Modules, Multiparameter
BS34941 | Exergen Corporation | TemporalScanner TAT-5000 | A826355 | Thermometers, Electronic, Infrared, Skin
| Stryker Instruments Div Stryker Corp | Neptune 2 Docking Station | 2327200053 | Waste-Disposal Units, Liquid
B41878 | Exergen Corporation | TemporalScanner TAT-5000 | A1158797 | Thermometers, Electronic, Infrared, Skin
bn22254 | Welch Allyn Inc | SureTemp Plus 692 | 0742873 | Thermometers, Electronic
182412 | Welch Allyn Inc | Wall Sphygmomanometer | 161003134875 | Sphygmomanometers, Aneroid
| Exergen Corporation | TemporalScanner TAT-5000 | A1385637 | Thermometers, Electronic, Infrared, Skin
| Hill-Rom Services, Inc. | NURSE CALL CONSOLE | NURSE CALL PACU | Hospital Communication Systems, Nurse Call
BS20763 | Ohio Medical Corporation | Intermittent/Continuous Vacuum Regulator | GFFJ34425 | Regulators, Suction
BS21940 | Ohio Medical Corporation | Intermittent/Continuous Vacuum Regulator | JGHU36053 | Regulators, Suction
BS25183 | GE Healthcare | CARESCAPE Respiratory Module E-sCO | SGV17221077HA | Physiologic Monitor Modules, Anesthetic Gas
Bs23081 | Ohio Medical Corporation | Intermittent/Continuous Vacuum Regulator | Gfhf14666 | Regulators, Suction
BS25170 | GE Healthcare | CARESCAPE Monitor B650 | SK417251146HA | Monitoring Systems, Physiologic
BN18238 | Precision Medical Inc | PM3300 | 134830 | Regulators, Suction
| Welch Allyn Inc | Tycos 509 | 197720 | Sphygmomanometers, Aneroid
BS20770 | Precision Medical Inc | PM3300 | GFFG18476 | Regulators, Suction
BN18251 | Precision Medical Inc | PM3300 | 134838 | Regulators, Suction
BN18244 | Precision Medical Inc | PM3300 | 134871 | Regulators, Suction
B41493 | GE Healthcare | CARESCAPE Monitor B450 | SNT20423010SA | Monitoring Systems, Physiologic
BS20767 | Precision Medical Inc | PM3300 | 184590 | Regulators, Suction
B41861 | Datex-Ohmeda | 1226 | L3HA01167 | Regulators, Suction
BS31797 | GE Healthcare | CARESCAPE Monitor B450 | SNE17320067HA | Monitoring Systems, Physiologic
| Welch Allyn Inc | SureTemp Plus 692 | 08260935 | Thermometers, Electronic
BS25173 | GE Healthcare | CARESCAPE Monitor B650 | SK417231135HA | Monitoring Systems, Physiologic
| Exergen Corporation | TemporalScanner IR TAT-5000S | A1335472 | Thermometers, Electronic, Infrared, Skin
BS20931 | Exergen Corporation | TemporalScanner TAT-5000 | A358938 | Thermometers, Electronic, Infrared, Skin
BS21941 | Ohio Medical Corporation | Intermittent/Continuous Vacuum Regulator | JGHU36048 | Regulators, Suction
BN22264 | Welch Allyn Inc | SureTemp Plus 692 | 07378322 | Thermometers, Electronic
BS23841 | Ohio Medical Corporation | Intermittent/Continuous Vacuum Regulator | JGHU36055 | Regulators, Suction
BS30085 | Zoll Medical Corp | R Series PLUS | AF19A091167 | Defibrillators, External, Automated
BS29911 | 3M Health Care | Bair Paws Model 875 | 69542 | Warming Units, Patient, Forced-Air
BN29483 | Ohio Medical Corporation | Intermittent/Continuous Vacuum Regulator | GFFJ34420 | Regulators, Suction
BS25167 | GE Healthcare | CARESCAPE Monitor B650 | SK417251143HA | Monitoring Systems, Physiologic
BN29266 | 3M Health Care | Bair Paws Model 875 | 59292 | Warming Units, Patient, Forced-Air
BS25158 | GE Healthcare | CARESCAPE Respiratory Module E-sCO | SGV17081075HA | Physiologic Monitor Modules, Anesthetic Gas
bn22273 | Welch Allyn Inc | SureTemp Plus 692 | 07353838 | Thermometers, Electronic
bn22258 | Welch Allyn Inc | SureTemp Plus 692 | 07379714 | Thermometers, Electronic
BN18230 | Precision Medical Inc | PM3300 | 134791 | Regulators, Suction
B41876 | Exergen Corporation | TemporalScanner TAT-5000 | A1160182 | Thermometers, Electronic, Infrared, Skin
BS20609 | 3M Health Care | Bair Paws Model 875 | 49028 | Warming Units, Patient, Forced-Air
BS34950 | Exergen Corporation | TemporalScanner TAT-5000 | A826345 | Thermometers, Electronic, Infrared, Skin
BN18228 | Precision Medical Inc | PM3300 | 134794 | Regulators, Suction
bn22259 | Welch Allyn Inc | SureTemp Plus 692 | 07379714 | Thermometers, Electronic
BN18245 | Precision Medical Inc | PM3300 | 134859 | Regulators, Suction
| GE Healthcare | CARESCAPE Respiratory Module E-sCO | SGV17221075HA | Physiologic Monitor Modules, Anesthetic Gas
B41865 | Exergen Corporation | TemporalScanner TAT-5000 | A1156047 | Thermometers, Electronic, Infrared, Skin
BN17460 | Midmark Corp | Ritter 355 | V433122 | Lights, Examination
BS23763 | GE Healthcare | CARESCAPE PDM Patient Data Module | SA315260619GA | Physiologic Monitor Modules, Multiparameter
BN22276 | Welch Allyn Inc | SureTemp Plus 692 | 08261372 | Thermometers, Electronic
bn22252 | Welch Allyn Inc | SureTemp Plus 692 | 08261335 | Thermometers, Electronic
BS23734 | GE Healthcare | CARESCAPE PDM Patient Data Module | SA315260588GA | Physiologic Monitor Modules, Multiparameter
BS23760 | GE Healthcare | CARESCAPE PDM Patient Data Module | SA315260602GA | Physiologic Monitor Modules, Multiparameter
| GE Healthcare | CARESCAPE Respiratory Module E-sCO | SGV16171075HA | Physiologic Monitor Modules, Anesthetic Gas
BS20757 | Precision Medical Inc | PM3300 | GFFF12854 | Regulators, Suction
B41864 | Exergen Corporation | TemporalScanner TAT-5000 | B41864 | Thermometers, Electronic, Infrared, Skin
BN18223 | Precision Medical Inc | PM3300 | 1554262 | Regulators, Suction
BS34600 | 3M Health Care | Bair Paws Model 875 | 81177 | Warming Units, Patient, Forced-Air
BN20691 | Welch Allyn Inc | CE0050 | 167704 | Sphygmomanometers, Aneroid
BS23735 | GE Healthcare | CARESCAPE Monitor B450 | SJA15212231HA | Monitoring Systems, Physiologic
Bn23841 | Welch Allyn Inc | CE0050 | 050422110456 | Sphygmomanometers, Aneroid
BN22270 | Welch Allyn Inc | SureTemp Plus 692 | 08151059 | Thermometers, Electronic
A54205 / BS32056 | Welch Allyn Inc | ELI 280 | 119450001591 | Electrocardiographs, Multichannel, Interpretive
BS20759 | Precision Medical Inc | PM3300 | GFFJ34422 | Regulators, Suction
BS23756 | GE Healthcare | CARESCAPE PDM Patient Data Module | SA315260594GA | Physiologic Monitor Modules, Multiparameter
| Tripp Lite | SmartPro 120V 1.5kVA 1.35kW Line-Interactive Sine Wave UPS | 3211GYOSM820601480 | Power Systems, Electrical, Uninterruptible
BS20754 | Precision Medical Inc | PM3300 | GFFJ34429 | Regulators, Suction
BN17469 | Midmark Corp | Ritter 355 | V434582 | Lights, Examination
BS23887 | Ohio Medical Corporation | Intermittent/Continuous Vacuum Regulator | JGHU36058 | Regulators, Suction
BN17465 | Midmark Corp | Ritter 355 | V434609 | Lights, Examination
| Welch Allyn Inc | SureTemp Plus 692 | 23246937 | Thermometers, Electronic
bs32374 | 3M Health Care | Bair Paws Model 875 | 79942 | Warming Units, Patient, Forced-Air
BS25177 | GE Healthcare | CARESCAPE PDM Patient Data Module | SA317260311SA | Physiologic Monitor Modules, Multiparameter
A59780 | STERIS Corp | Amsco Warming Cabinet | 0412626112 | Warming Units, Multipurpose
BN18256 | Precision Medical Inc | PM3300 | 134835 | Regulators, Suction
bn22277 | Welch Allyn Inc | 767 Wall Transformer | 157729 | Transformers, Constant Voltage
BS23845 | Ohio Medical Corporation | Intermittent/Continuous Vacuum Regulator | JGHU36050 | Regulators, Suction
bn22262 | Welch Allyn Inc | SureTemp Plus 692 | 07379484 | Thermometers, Electronic
BS23772 | GE Healthcare | CARESCAPE PDM Patient Data Module | SA315260615GA | Physiologic Monitor Modules, Multiparameter
bn22274 | Welch Allyn Inc | SureTemp Plus 692 | 08163837 | Thermometers, Electronic
BS31052 | 3M Health Care | Bair Paws Model 875 | 77740 | Warming Units, Patient, Forced-Air
BN18227 | Precision Medical Inc | PM3300 | 134792 | Regulators, Suction
BS20635 | 3M Health Care | Bair Paws Model 875 | 49865 | Warming Units, Patient, Forced-Air
BS25190 | GE Healthcare | CARESCAPE PDM Patient Data Module | SA317260304SA | Physiologic Monitor Modules, Multiparameter
BN18247 | Precision Medical Inc | PM3300 | 134865 | Regulators, Suction
BS25155 | GE Healthcare | CARESCAPE PDM Patient Data Module | SA317260277SA | Physiologic Monitor Modules, Multiparameter
BS25201 | GE Healthcare | CARESCAPE Monitor B650 | SK417241068HA | Monitoring Systems, Physiologic
BS20618 | 3M Health Care | Bair Paws Model 875 | 49862 | Warming Units, Patient, Forced-Air
BN18243 | Precision Medical Inc | PM3300 | 134863 | Regulators, Suction
BS23962 | GE Healthcare | CARESCAPE PDM Patient Data Module | SA315483021SA | Physiologic Monitor Modules, Multiparameter
BS20603 | 3M Health Care | Bair Paws Model 875 | 49044 | Warming Units, Patient, Forced-Air
BS25095 | 3M Health Care | Bair Paws Model 875 | 65096 | Warming Units, Patient, Forced-Air
Bs32436 | Welch Allyn Inc | Wall Sphygmomanometer | 160112064695 | Sphygmomanometers, Aneroid
| Tripp Lite | SmartPro 120V 1.5kVA 1.35kW Line-Interactive Sine Wave UPS | 3241CVYSM88EC01876 | Power Systems, Electrical, Uninterruptible
BN17436 | Midmark Corp | Ritter 355 | V433130 | Lights, Examination
BS23778 | GE Healthcare | CARESCAPE PDM Patient Data Module | SA315260614GA | Physiologic Monitor Modules, Multiparameter
BS20758 | Precision Medical Inc | PM3300 | BS20758 | Regulators, Suction
bn22269 | Welch Allyn Inc | SureTemp Plus 692 | 07378512 | Thermometers, Electronic
BS25204 | GE Healthcare | CARESCAPE PDM Patient Data Module | SA317260229SA | Physiologic Monitor Modules, Multiparameter
B16292 | GE Healthcare | CARESCAPE Monitor B650 | SNS20472059SA | Monitoring Systems, Physiologic
BN25730 | GE Healthcare | CARESCAPE PDM Patient Data Module | SA313272346GA | Physiologic Monitor Modules, Multiparameter
BN20690 | Welch Allyn Inc | CE0050 | 167712 | Sphygmomanometers, Aneroid
BN18234 | Precision Medical Inc | PM3300 | 134829 | Regulators, Suction
BS35538 | Exergen Corporation | TemporalScanner TAT-5000 | A361128 | Thermometers, Electronic, Infrared, Skin
BS20774 | Precision Medical Inc | PM3300 | 134809 | Regulators, Suction
BS23938 | GE Healthcare | CARESCAPE PDM Patient Data Module | SA315493452SA | Physiologic Monitor Modules, Multiparameter
BS25722 | GE Healthcare | CARESCAPE PDM Patient Data Module | SA317380117SA | Physiologic Monitor Modules, Multiparameter
BN17432 | Midmark Corp | Ritter 355 | V391528 | Lights, Examination
B16140 | Ohio Medical Corporation | Intermittent/Continuous Vacuum Regulator | PSAA13699 | Regulators, Suction
BS20762 | Precision Medical Inc | PM3300 | GFFJ34421 | Regulators, Suction
| Welch Allyn Inc | SureTemp Plus 692 | 23407074 | Thermometers, Electronic
BN29268 | 3M Health Care | Bair Paws Model 875 | 59286 | Warming Units, Patient, Forced-Air
BN17461 | Midmark Corp | Ritter 355 | V394784 | Lights, Examination
BS20617 | 3M Health Care | Bair Paws Model 875 | 49043 | Warming Units, Patient, Forced-Air
BS20769 | Precision Medical Inc | PM3300 | GFFF12853 | Regulators, Suction
BS25202 | GE Healthcare | CARESCAPE Monitor B650 | SK417251130HA | Monitoring Systems, Physiologic
182431 | Welch Allyn Inc | CE0050 | 182431 | Sphygmomanometers, Aneroid
BS25164 | GE Healthcare | CARESCAPE Monitor B650 | SK417251145HA | Monitoring Systems, Physiologic
BS25179 | GE Healthcare | CARESCAPE Monitor B650 | SK417241069HA | Monitoring Systems, Physiologic
B16257 | Ohio Medical Corporation | PISA | PSAA13637 | Regulators, Suction
bn22257 | Welch Allyn Inc | SureTemp Plus 692 | 08164392 | Thermometers, Electronic
BS20627 | 3M Health Care | Bair Paws Model 875 | 49026 | Warming Units, Patient, Forced-Air
184895 | Huntleigh Healthcare | Dopplex D900 | 21900LX17980422 | Detectors, Blood Flow, Ultrasonic
BS25213 | GE Healthcare | CARESCAPE Monitor B650 | SK417251055HA | Monitoring Systems, Physiologic
BS25178 | GE Healthcare | CARESCAPE Respiratory Module E-sCO | SGV17091043HA | Physiologic Monitor Modules, Anesthetic Gas
BS25205 | GE Healthcare | CARESCAPE Respiratory Module E-sCO | SGV17081040HA | Physiologic Monitor Modules, Anesthetic Gas
BS25156 | GE Healthcare | CARESCAPE Monitor B650 | SK417241091HA | Monitoring Systems, Physiologic
BS23885 | Ohio Medical Corporation | Intermittent/Continuous Vacuum Regulator | JGHU36061 | Regulators, Suction
BN17434 | Midmark Corp | Ritter 355 | V433131 | Lights, Examination
Bn21707 | Welch Allyn Inc | CE0050 | 110225089 | Sphygmomanometers, Aneroid
BN22245 | Welch Allyn Inc | Tycos 509 | 080417084223 | Sphygmomanometers, Aneroid
B10779 | Ohio Medical Corporation | Intermittent/Continuous Vacuum Regulator | GFHF14637 | Regulators, Suction
BN17438 | Midmark Corp | Ritter 355 | V433127 | Lights, Examination
B16325 | 3M Health Care | Bair Paws Model 875 | 086426 | Warming Units, Patient, Forced-Air
B18735 | Huntleigh Healthcare | Dopplex D900 | 900LX0A13036-06 | Detectors, Blood Flow, Ultrasonic
BS20756 | Precision Medical Inc | PM3300 | GFFF18475 | Regulators, Suction
BB20689 | Welch Allyn Inc | CE0050 | 167708 | Sphygmomanometers, Aneroid
BS20622 | 3M Health Care | Bair Paws Model 875 | 49874 | Warming Units, Patient, Forced-Air
bn22261 | Welch Allyn Inc | SureTemp Plus 692 | 07379505 | Thermometers, Electronic
bn22271 | Welch Allyn Inc | SureTemp Plus 692 | 07378487 | Thermometers, Electronic
BS34165 | ECHONOUS | EchoNous Bladder | R52R308YXBP | Scanning Systems, Ultrasonic, Small-Parts, Urinary Bladder
BN18215 | Precision Medical Inc | PM3300 | 134826 | Regulators, Suction
B16291 | GE Healthcare | CARESCAPE PDM Patient Data Module | SPX20500278SA | Physiologic Monitor Modules, Multiparameter
BS23781 | GE Healthcare | CARESCAPE PDM Patient Data Module | SA315260604GA | Physiologic Monitor Modules, Multiparameter
B16282 | GE Healthcare | CARESCAPE Monitor B650 | SNS20472048SA | Monitoring Systems, Physiologic
BN18246 | Precision Medical Inc | PM3300 | 134884 | Regulators, Suction
B16301 | GE Healthcare | CARESCAPE PDM Patient Data Module | SPX20500118SA | Physiologic Monitor Modules, Multiparameter
BS23728 | GE Healthcare | CARESCAPE PDM Patient Data Module | SA315260613GA | Physiologic Monitor Modules, Multiparameter
B10780 | Ohio Medical Corporation | Intermittent/Continuous Vacuum Regulator | GFHF14684 | Regulators, Suction
| Welch Allyn Inc | SureTemp Plus 692 | 07383619 | Thermometers, Electronic
BS25199 | GE Healthcare | CARESCAPE Monitor B650 | SK417251147HA | Monitoring Systems, Physiologic
BS31984 | GE Healthcare | CARESCAPE Respiratory Module E-sCO | SGV21461057HA | Physiologic Monitor Modules, Anesthetic Gas
BN18218 | Precision Medical Inc | PM3300 | 135071 | Regulators, Suction
BS31847 | GE Healthcare | CARESCAPE PDM Patient Data Module | SPX22130067SA | Physiologic Monitor Modules, Multiparameter
BS20634 | 3M Health Care | Bair Paws Model 875 | 49860 | Warming Units, Patient, Forced-Air
BN18224 | Precision Medical Inc | PM3300 | 134788 | Regulators, Suction
BN29267 | 3M Health Care | Bair Paws Model 875 | 067344 | Warming Units, Patient, Forced-Air
BN18254 | Precision Medical Inc | PM3300 | 134843 | Regulators, Suction
A59174 | GE Healthcare | CARESCAPE Monitor B450 | SJA15212238HA | Monitoring Systems, Physiologic
BS20607 | 3M Health Care | Bair Paws Model 875 | 49854 | Warming Units, Patient, Forced-Air
BN18233 | Precision Medical Inc | PM3300 | 157728 | Regulators, Suction
Bn17830 | CooperSurgical, Inc. | ClearTone | Cc007549 | Detectors, Fetal Heart, Ultrasonic
BN20962 | Welch Allyn Inc | 767 Wall Transformer | NSN | Transformers, Constant Voltage
BN22207 | Welch Allyn Inc | Tycos 509 | 080421113712 | Sphygmomanometers, Aneroid
BN22219 | Welch Allyn Inc | 767 Wall Transformer | NSN | Transformers, Constant Voltage
B16298 | GE Healthcare | CARESCAPE Monitor B650 | SNS20472052SA | Monitoring Systems, Physiologic
BS22161 | Ohio Medical Corporation | Intermittent/Continuous Vacuum Regulator | JGGW11183 | Regulators, Suction
B14357 | Exergen Corporation | TemporalScanner TAT-5000 | A876399 | Thermometers, Electronic, Infrared, Skin
B16293 | GE Healthcare | CARESCAPE PDM Patient Data Module | SPX20500130SA | Physiologic Monitor Modules, Multiparameter
| Exergen Corporation | TemporalScanner TAT-5000 | A1243071 | Thermometers, Electronic, Infrared, Skin
A54204 / BS32055 | Welch Allyn Inc | ELI 280 | 119450001607 | Electrocardiographs, Multichannel, Interpretive
B16284 | GE Healthcare | CARESCAPE Monitor B650 | SNS20472047SA | Monitoring Systems, Physiologic
B16275 | GE Healthcare | CARESCAPE PDM Patient Data Module | SPX20500470SA | Physiologic Monitor Modules, Multiparameter
BN22232 | Welch Allyn Inc | Tycos 509 | 080417120622 | Sphygmomanometers, Aneroid
A54179 / BS32030 | Welch Allyn Inc | ELI 280 | 119450001592 | Electrocardiographs, Multichannel, Interpretive
BS31713 | Exergen Corporation | TemporalScanner TAT-5000 | A1031596 | Thermometers, Electronic, Infrared, Skin
BN17452 | Midmark Corp | Ritter 355 | V433124 | Lights, Examination
BS31966 | Exergen Corporation | TemporalScanner TAT-5000 | A1211446 | Thermometers, Electronic, Infrared, Skin
BS20605 | 3M Health Care | Bair Paws Model 875 | 49861 | Warming Units, Patient, Forced-Air
BN22247 | Welch Allyn Inc | SureTemp Plus 692 | 08261381 | Thermometers, Electronic
B41605 | Exergen Corporation | TemporalScanner TAT-5000 | A884921 | Thermometers, Electronic, Infrared, Skin
BS20626 | 3M Health Care | Bair Paws Model 875 | 49056 | Warming Units, Patient, Forced-Air
BN22220 | Welch Allyn Inc | Tycos 509 | 080421112928 | Sphygmomanometers, Aneroid
B16273 | GE Healthcare | CARESCAPE PDM Patient Data Module | SPX20500134SA | Physiologic Monitor Modules, Multiparameter
| Exergen Corporation | TemporalScanner TAT-5000 | A1413840 | Thermometers, Electronic, Infrared, Skin
B16274 | GE Healthcare | CARESCAPE Monitor B650 | SNS20472063SA | Monitoring Systems, Physiologic
BN22249 | Welch Allyn Inc | Tycos 509 | 080421113815 | Sphygmomanometers, Aneroid
BN22209 | Welch Allyn Inc | SureTemp Plus 692 | 08261390 | Thermometers, Electronic
B41272 | Exergen Corporation | TemporalScanner TAT-5000 | A1070039 | Thermometers, Electronic, Infrared, Skin
BN22210 | Welch Allyn Inc | 767 Wall Transformer | NSN | Transformers, Constant Voltage
BN17417 | Midmark Corp | Ritter 355 | V391114 | Lights, Examination
BN26323/166656 | Huntleigh Healthcare | Dopplex D900 | 900lx0174881-15 | Detectors, Blood Flow, Ultrasonic
B16300 | GE Healthcare | CARESCAPE Monitor B650 | SNS20472057SA | Monitoring Systems, Physiologic
B16281 | GE Healthcare | CARESCAPE PDM Patient Data Module | SPX20500299SA | Physiologic Monitor Modules, Multiparameter
BN18248 | Precision Medical Inc | PM3300 | 134836 | Regulators, Suction
| Exergen Corporation | TemporalScanner TAT-5000 | A1212926 | Thermometers, Electronic, Infrared, Skin
BN17440 | Midmark Corp | Ritter 355 | V433123 | Lights, Examination
BN22042 | Welch Allyn Inc | SureTemp Plus 692 | 07297707 | Thermometers, Electronic
BS25161 | GE Healthcare | CARESCAPE PDM Patient Data Module | SA317260331SA | Physiologic Monitor Modules, Multiparameter
BN22217 | Welch Allyn Inc | Tycos 509 | 080417071913 | Sphygmomanometers, Aneroid
B16278 | GE Healthcare | CARESCAPE Monitor B650 | SNS20472068SA | Monitoring Systems, Physiologic
BS31657 | Exergen Corporation | TemporalScanner TAT-5000 | A353300 | Thermometers, Electronic, Infrared, Skin
BS26650 | GE Healthcare | CARESCAPE PDM Patient Data Module | SA31736027SA | Physiologic Monitor Modules, Multiparameter
BN22224 | Welch Allyn Inc | Tycos 509 | 080416213931 | Sphygmomanometers, Aneroid
B16266 | GE Healthcare | CARESCAPE Monitor B650 | SNS20472050SA | Monitoring Systems, Physiologic
BN17421 | Midmark Corp | Ritter 355 | V433121 | Lights, Examination
BN22234 | Welch Allyn Inc | SureTemp Plus 692 | 08261386 | Thermometers, Electronic
bn22202 | Welch Allyn Inc | SureTemp Plus 692 | 08261367 | Thermometers, Electronic
B16309 | GE Healthcare | CARESCAPE PDM Patient Data Module | SPX20500092SA | Physiologic Monitor Modules, Multiparameter
BN17407 | Midmark Corp | Ritter 355 | V390486 | Lights, Examination
B16295 | GE Healthcare | CARESCAPE PDM Patient Data Module | SPX20500293SA | Physiologic Monitor Modules, Multiparameter
BN17448 | Midmark Corp | Ritter 355 | V416385 | Lights, Examination
BN17419 | Midmark Corp | Ritter 355 | V388278 | Lights, Examination
| Exergen Corporation | TemporalScanner TAT-5000 | A851290 | Thermometers, Electronic, Infrared, Skin
BS20613 | 3M Health Care | Bair Paws Model 875 | 49883 | Warming Units, Patient, Forced-Air
BN22225 | Welch Allyn Inc | 767 Wall Transformer | NSN | Transformers, Constant Voltage
BN22251 | Welch Allyn Inc | Tycos 509 | 080417101213 | Sphygmomanometers, Aneroid
BS20606 | 3M Health Care | Bair Paws Model 875 | 49878 | Warming Units, Patient, Forced-Air
BN22236 | Welch Allyn Inc | Tycos 509 | 080417093935 | Sphygmomanometers, Aneroid
BN22208 | Welch Allyn Inc | 767 Wall Transformer | NSN | Transformers, Constant Voltage
BN17408 | Midmark Corp | Ritter 355 | V388673 | Lights, Examination
BS23942 | GE Healthcare | CARESCAPE PDM Patient Data Module | SA315493161SA | Physiologic Monitor Modules, Multiparameter
BN22199 | Welch Allyn Inc | SureTemp Plus 692 | 08261368 | Thermometers, Electronic
B16289 | GE Healthcare | CARESCAPE PDM Patient Data Module | SPX20481175SA | Physiologic Monitor Modules, Multiparameter
B16294 | GE Healthcare | CARESCAPE Monitor B650 | SNS20472061SA | Monitoring Systems, Physiologic
BS23923 | GE Healthcare | CARESCAPE Monitor B650 | SK415491287HA | Monitoring Systems, Physiologic
BN20964 | Welch Allyn Inc | 767 Wall Transformer | NSN | Transformers, Constant Voltage
BN22253 | Welch Allyn Inc | 767 Wall Transformer | NSN | Transformers, Constant Voltage
BN22226 | Welch Allyn Inc | SureTemp Plus 692 | 08260938 | Thermometers, Electronic
BN17410 | Midmark Corp | Ritter 355 | V434427 | Lights, Examination
B16307 | GE Healthcare | CARESCAPE PDM Patient Data Module | SPX20470740SA | Physiologic Monitor Modules, Multiparameter
| Powercom America Inc. | SMK-600A | 10018482103 | Power Systems, Electrical, Uninterruptible
BS25200 | GE Healthcare | CARESCAPE PDM Patient Data Module | SA317260266SA | Physiologic Monitor Modules, Multiparameter
BN21960 | Welch Allyn Inc | SureTemp Plus 692 | 08261291 | Thermometers, Electronic
B16302 | GE Healthcare | CARESCAPE Monitor B650 | SNS20472062SA | Monitoring Systems, Physiologic
B16268 | GE Healthcare | CARESCAPE Monitor B650 | SNS20472065SA | Monitoring Systems, Physiologic
BS20623 | 3M Health Care | Bair Paws Model 875 | 49032 | Warming Units, Patient, Forced-Air
B16285 | GE Healthcare | CARESCAPE PDM Patient Data Module | SPX20500291SA | Physiologic Monitor Modules, Multiparameter
B16270 | GE Healthcare | CARESCAPE Monitor B650 | SNS20472046SA | Monitoring Systems, Physiologic
B16271 | GE Healthcare | CARESCAPE PDM Patient Data Module | SPX20500077SA | Physiologic Monitor Modules, Multiparameter
BS31600 | Detecto - A Division of Cardinal Scale Manufacturing Co. | MedVue | E07918-0056 | Scales, Patient, Floor
BN20966 | Welch Allyn Inc | 767 Wall Transformer | NSN | Transformers, Constant Voltage
BN17423 | Midmark Corp | Ritter 355 | V380249 | Lights, Examination
BN22243 | Welch Allyn Inc | SureTemp Plus 692 | 08261379 | Thermometers, Electronic
BN17404 | Midmark Corp | Ritter 355 | V390009 | Lights, Examination
B16305 | GE Healthcare | CARESCAPE PDM Patient Data Module | SPX20491023SA | Physiologic Monitor Modules, Multiparameter
BN17444 | Midmark Corp | Ritter 355 | V391118 | Lights, Examination
BN22222 | Welch Allyn Inc | 767 Wall Transformer | NSN | Transformers, Constant Voltage
BN22240 | Welch Allyn Inc | SureTemp Plus 692 | 08260940 | Thermometers, Electronic
BS25208 | GE Healthcare | CARESCAPE PDM Patient Data Module | SA317260090SA | Physiologic Monitor Modules, Multiparameter
BN17430 | Midmark Corp | Ritter 355 | V388280 | Lights, Examination
BN22237 | Welch Allyn Inc | Tycos 509 | 080417120205 | Sphygmomanometers, Aneroid
B16290 | GE Healthcare | CARESCAPE Monitor B650 | SNS20472067SA | Monitoring Systems, Physiologic
BN22216 | Welch Allyn Inc | 767 Wall Transformer | NSN | Transformers, Constant Voltage
BN29481 | Welch Allyn Inc | SureTemp Plus 692 | 08260936 | Thermometers, Electronic
BN20967 | Welch Allyn Inc | SureTemp Plus 692 | 08260927 | Thermometers, Electronic
| Hill-Rom Services, Inc. | NURSE CALL CONSOLE | NURSE CALL OR | Hospital Communication Systems, Nurse Call
BS32018 / A54167 | Welch Allyn Inc | ELI 280 | 119450001611 | Electrocardiographs, Multichannel, Interpretive
Bn26971 | Midmark Corp | Ritter 204 | V2002614 | Tables, Examination/Treatment, Adjustable
BS24444 | Exergen Corporation | TemporalScanner TAT-5000 | A758778 | Thermometers, Electronic, Infrared, Skin
B16492 | Welch Allyn Inc | Connex Spot Monitor | 100055645221 | Monitors, Physiologic, Vital Signs
B16929 | Reichert Ophthalmic Instruments Div | Tono-Pen AVIA | 70684-0822 | Ophthalmic Tonometers, Applanation
| Mooney & Co., Inc. | GEM | 12091 | Ring Cutters
A34037 | Welch Allyn Inc | ELI 280 | 122400001874 | Electrocardiographs, Multichannel, Interpretive
| Welch Allyn Inc | Green Series 777 Wall Transformer | NSN | Transformers, Constant Voltage
BS33983 | Welch Allyn Inc | Green Series 777 Wall Transformer | NSN | Transformers, Constant Voltage
BN27642 | Health-O-Meter Inc | 524KL | 5240003662 | Scales, Patient
BS32098 | Midmark | Ritter 204 | V2188328 | Tables, Examination/Treatment, Adjustable
BN22830 | Health-O-Meter Inc | Digital Platform Scale | 597T007173 | Scales, Patient, Platform, Electronic
BN26615 | Welch Allyn Inc | Tycos 509 | 090629093125 | Sphygmomanometers, Aneroid
| Welch Allyn Inc | Connex Spot Monitor | 100099063724 | Monitors, Physiologic, Vital Signs
| Philips Medical Systems Cardiac and Monitoring Syste | HeartStart FRx | B24D-02699 | Defibrillators, External, Automated
A59803 | Echosens | FibroScan 530 Compact | F83910 | Scanning Systems, Ultrasonic, Abdominal, Liver Stiffness
B16441 | icare Finland OY | Icare ic100 | 2117AJ024 | Ophthalmic Tonometers, Applanation
BN22829 | Health-O-Meter Inc | Digital Platform Scale | 597T007177 | Scales, Patient, Platform, Electronic
| Welch Allyn Inc | Green Series 777 Wall Transformer | NSN | Transformers, Constant Voltage
BN21876 | Health-O-Meter Inc | Heavy Duty Waist High Digital Scale | 599T000901 | Scales, Patient, Floor
BS30788 | Midmark Corp | Ritter 204 | V2117634 | Tables, Examination/Treatment, Adjustable
BN21047 | Drive DeVilbiss Healthcare Inc | Pulmo-Aide | H3868837 | Nebulizers
BS23527 | Midmark Corp | Ritter 204 | NSN | Tables, Examination/Treatment, Adjustable
BS34673 | Exergen Corporation | TemporalScanner TAT-5000 | A1081012 | Thermometers, Electronic, Infrared, Skin
| Exergen Corporation | TAT-5000S | A1485966 | Thermometers, Electronic, Infrared, Skin
B23009 | Midmark Corp | Ritter 204 | V813539 | Tables, Examination/Treatment, Adjustable
BN26379 | Welch Allyn Inc | Green Series 777 Wall Transformer | NSN | Transformers, Constant Voltage
BN26985 | Midmark Corp | Ritter 204 | V2020548 | Tables, Examination/Treatment, Adjustable
A59695 | ECHONOUS | Kosmos Link | LNKR2512135-01 | Scanning Systems, Ultrasonic, Portable
| Midmark Corp | Ritter 204 | V2344260 | Tables, Examination/Treatment, Adjustable
BN26909 | Reichert Ophthalmic Instruments Div | Tono-Pen XL | 32118-0818 | Ophthalmic Tonometers, Applanation
BS32097 | Midmark | Ritter 204 | v2188330 | Tables, Examination/Treatment, Adjustable
BN18548 | Detecto - A Division of Cardinal Scale Manufacturing Co. | MedVue | E31316-0032 | Scales, Patient, Floor
| Huntleigh Healthcare | Dopplex D900 | D900110940625 | Detectors, Blood Flow, Ultrasonic
| Midmark | Ritter 204 | V2511153 | Tables, Examination/Treatment, Adjustable
| Ohio Medical Corporation | Push-To-Set Intermittent/Continuous Vacuum Regulator | PSAE15694 | Regulators, Suction
| Welch Allyn Inc | Connex Spot Monitor | 100007934922 | Monitors, Physiologic, Vital Signs
| Exergen Corporation | TAT-5000S | A1485975 | Thermometers, Electronic, Infrared, Skin
| Welch Allyn Inc | Green Series 777 Wall Transformer | NSN | Transformers, Constant Voltage
| Welch Allyn Inc | Green Series 777 Wall Transformer | NSN | Transformers, Constant Voltage
| Burton Medical | UV604LED | R22436302 | Lights, Examination, Ultraviolet, Portable/Handheld
| Welch Allyn Inc | Green Series 777 Wall Transformer | NSN | Transformers, Constant Voltage
| Welch Allyn Inc | Green Series 777 Wall Transformer | NSN | Transformers, Constant Voltage
| Welch Allyn Inc | Green Series 777 Wall Transformer | NSN | Transformers, Constant Voltage
| Welch Allyn Inc | Green Series 777 Wall Transformer | NSN | Transformers, Constant Voltage
| Welch Allyn Inc | Green Series 777 Wall Transformer | NSN | Transformers, Constant Voltage
| Welch Allyn Inc | Green Series 777 Wall Transformer | NSN | Transformers, Constant Voltage
| Welch Allyn Inc | Green Series 777 Wall Transformer | NSN | Transformers, Constant Voltage
| Midmark Corp | Ritter 204 | V2677119 | Tables, Examination/Treatment, Adjustable
| Welch Allyn Inc | Green Series 777 Wall Transformer | NSN | Transformers, Constant Voltage
| Welch Allyn Inc | Green Series 777 Wall Transformer | NSN | Transformers, Constant Voltage
| Welch Allyn Inc | Green Series 777 Wall Transformer | NSN | Transformers, Constant Voltage
| Welch Allyn Inc | Green Series 777 Wall Transformer | NSN | Transformers, Constant Voltage
BN28306 | Laerdal Medical Corp | LCSU 4 | 141001A0486 | Aspirators, Airway
BN26376 | Welch Allyn Inc | Green Series 777 Wall Transformer | NSN | Transformers, Constant Voltage
| Echosens | Fibroscan Probe XL+ | S2015175 | Transducers, Ultrasonic
BS26827 | Midmark Corp | Ritter 204 | V2111727 | Tables, Examination/Treatment, Adjustable
BN26377 | Welch Allyn Inc | 767 Wall Sphygmomanometer | 130418093056 | Sphygmomanometers, Aneroid
BN26888 | Welch Allyn Inc | Green Series 777 Wall Transformer | NSN | Transformers, Constant Voltage
BN26984 | Midmark Corp | Ritter 204 | V2020556 | Tables, Examination/Treatment, Adjustable
| Echosens | Fibroscan Probe M+ | S2015163 | Transducers, Ultrasonic
BS32297 | Welch Allyn Inc | Connex Spot Monitor | 10041350620 | Monitors, Physiologic, Vital Signs
BN28308 | Laerdal Medical Corp | LCSU 4 | 151001A0156 | Aspirators, Airway
BN20163 | Midmark Corp | Ritter 204 | V813439 | Tables, Examination/Treatment, Adjustable
| Welch Allyn Inc | Tycos 509 | 240313072720 | Sphygmomanometers, Aneroid
BN26478 | Midmark Corp | Ritter 204 | V9040318 | Tables, Examination/Treatment, Adjustable
BN24204 | Welch Allyn Inc | Tycos 509 | 130716060306 | Sphygmomanometers, Aneroid
| Welch Allyn Inc | Universal Desk Charger | 00732094338479 | Dock/Battery Chargers
| Welch Allyn Inc | Connex Spot Monitor | 100065882423 | Monitors, Physiologic, Vital Signs
| Welch Allyn Inc | Connex Spot Monitor | 100013832624 | Monitors, Physiologic, Vital Signs
A59258 | Welch Allyn Inc | ELI 380 | 124460000175 | Electrocardiographs, Multichannel, Interpretive
| Welch Allyn Inc | Connex Spot Monitor | 100065952423 | Monitors, Physiologic, Vital Signs
B16539 | Medline Industries Inc | RightTemp | NSN | Thermometers, Electronic, Infrared, Ear
BN27051 | InterMetro Industries Corporation | IMED 800 | 95551-E | Automation Systems, Medication Dispensing
BS35651 | Midmark | Ritter 204 | V2276680 | Tables, Examination/Treatment, Adjustable
| Welch Allyn Inc | Green Series 777 Wall Transformer | NSN | Transformers, Constant Voltage
| Welch Allyn Inc | Green Series 777 Wall Transformer | NSN | Transformers, Constant Voltage
| Welch Allyn Inc | Green Series 777 Wall Transformer | NSN | Transformers, Constant Voltage
| Welch Allyn Inc | Green Series 777 Wall Transformer | NSN | Transformers, Constant Voltage
| Welch Allyn Inc | Green Series 777 Wall Transformer | NSN | Transformers, Constant Voltage
| Welch Allyn Inc | Green Series 777 Wall Transformer | NSN | Transformers, Constant Voltage
| Welch Allyn Inc | Green Series 777 Wall Transformer | NSN | Transformers, Constant Voltage
| Welch Allyn Inc | Green Series 777 Wall Transformer | NSN | Transformers, Constant Voltage
| Welch Allyn Inc | Green Series 777 Wall Transformer | NSN | Transformers, Constant Voltage
| Welch Allyn Inc | Green Series 777 Wall Transformer | NSN | Transformers, Constant Voltage
| Welch Allyn Inc | Green Series 777 Wall Transformer | NSN | Transformers, Constant Voltage
| Welch Allyn Inc | Green Series 777 Wall Transformer | NSN | Transformers, Constant Voltage
| Welch Allyn Inc | Green Series 777 Wall Transformer | NSN | Transformers, Constant Voltage
| Welch Allyn Inc | Green Series 777 Wall Transformer | NSN | Transformers, Constant Voltage
| Welch Allyn Inc | Green Series 777 Wall Transformer | NSN | Transformers, Constant Voltage
| Welch Allyn Inc | Green Series 777 Wall Transformer | NSN | Transformers, Constant Voltage
| Welch Allyn Inc | Green Series 777 Wall Transformer | NSN | Transformers, Constant Voltage
| Welch Allyn Inc | Green Series 777 Wall Transformer | NSN | Transformers, Constant Voltage
BN26474 | Midmark Corp | Ritter 204 | V904229 | Tables, Examination/Treatment, Adjustable
B27990 / A56502 | Welch Allyn Inc | ELI 380 | 121090000206 | Electrocardiographs, Multichannel, Interpretive
| Welch Allyn Inc | Connex Spot Monitor | 100099053724 | Monitors, Physiologic, Vital Signs
BN24885 | Stryker Instruments Div Stryker Corp | 940 Cast Cutter | 1422300089 | Saws, Cast, Electric
BS24716 | Midmark Corp | Ritter 204 | V885360 | Tables, Examination/Treatment, Adjustable
BS24956 | Welch Allyn Inc | Universal Desk Charger | NSN | Dock/Battery Chargers
| Welch Allyn Inc | Connex Spot Monitor | 100004103724 | Monitors, Physiologic, Vital Signs
| Welch Allyn Inc | Connex Spot Monitor | 100096523724 | Monitors, Physiologic, Vital Signs
BS29659 | icare Finland OY | Icare ic100 | 1904AJ031 | Ophthalmic Tonometers, Applanation
BS24957 | Midmark Corp | Ritter 204 | V813587 | Tables, Examination/Treatment, Adjustable
| Welch Allyn Inc | Connex Spot Monitor | 100094743724 | Monitors, Physiologic, Vital Signs
| Midmark | Ritter 204 | V2517242 | Tables, Examination/Treatment, Adjustable
| Welch Allyn Inc | Connex Spot Monitor | 100013972624 | Monitors, Physiologic, Vital Signs
BN18551 | Midmark Corp | Ritter 204 | V654158 | Tables, Examination/Treatment, Adjustable
| Ohio Medical Corporation | Push-To-Set Intermittent/Continuous Vacuum Regulator | PSAE15691 | Regulators, Suction
| Welch Allyn Inc | Connex Spot Monitor | 100095223724 | Monitors, Physiologic, Vital Signs
BN16977 | BSN Medical inc | American Orthopaedic Cast Cutter | 23311 | Saws, Cast, Electric
BN22945 | Welch Allyn Inc | 767 Wall Sphygmomanometer | 130611185516 | Sphygmomanometers, Aneroid
B12442 | Huntleigh Healthcare | Dopplex D900 | MCHG3-07272 | Detectors, Blood Flow, Ultrasonic
BS24733 | Midmark Corp | Ritter 204 | V904144 | Tables, Examination/Treatment, Adjustable
B41175 | Exergen Corporation | TemporalScanner TAT-5000 | A1036268 | Thermometers, Electronic, Infrared, Skin
BS21516 | Philips Medical Systems Cardiac and Monitoring Syste | HeartStart FRx | B10K-01167 | Defibrillators, External, Automated
BN26983 | Midmark Corp | Ritter 204 | V2020553 | Tables, Examination/Treatment, Adjustable
B23003 | Welch Allyn Inc | Tycos 509 | 0209170642 | Sphygmomanometers, Aneroid
| Burton Medical | UV604LED | R22435857 | Lights, Examination, Ultraviolet, Portable/Handheld
B27989 A-Tag # A56501 Cart ID. 222 Epiphany Site ID. 58 | Welch Allyn Inc | ELI 380 | 121070002312 | Electrocardiographs, Multichannel, Interpretive
BS2345 | CareFusion | Pocket-Dop II | 1377472 | Detectors, Blood Flow, Ultrasonic
| Welch Allyn Inc | Connex Spot Monitor | 100013852624 | Monitors, Physiologic, Vital Signs
BS24445 | Masimo Corp. | Rad-57 | 811801 | Oximeters, Pulse
| Welch Allyn Inc | Connex Spot Monitor | 100055735221 | Monitors, Physiologic, Vital Signs
| Welch Allyn Inc | Connex Spot Monitor | 100004073724 | Monitors, Physiologic, Vital Signs
BS24449 | EDAN USA | SONOTRAX Basic | 304121-M17B08490021 | Detectors, Fetal Heart, Ultrasonic
| Welch Allyn Inc | Connex Spot Monitor | 100014102624 | Monitors, Physiologic, Vital Signs
BN22137 | Welch Allyn Inc | Green Series Exam Light IV | 192375 | Lights, Examination
BN26613 | Midmark Corp | Ritter 204 | V813564 | Tables, Examination/Treatment, Adjustable
| Ohio Medical Corporation | Push-To-Set Intermittent/Continuous Vacuum Regulator | PSAE15692 | Regulators, Suction
BN26374 | Midmark Corp | Ritter 204 | V813441 | Tables, Examination/Treatment, Adjustable
| Ohio Medical Corporation | Push-To-Set Intermittent/Continuous Vacuum Regulator | PSAE15693 | Regulators, Suction
| Welch Allyn Inc | Green Series 777 Wall Transformer | NSN | Transformers, Constant Voltage
BS20559 | Braun Thermoscan | Braun ThermoScan | 121114K06602 | Thermometers, Electronic, Infrared, Ear
| Welch Allyn Inc | Connex Spot Monitor | 100004263724 | Monitors, Physiologic, Vital Signs
BS24961 | Natus Medical Inc | IMEXDOP CT+ | CTVR0581 | Detectors, Blood Flow, Ultrasonic
B34994 | Health-O-Meter Inc | Heavy Duty Waist High Digital Scale | 599T001065 | Scales, Patient, Floor
A57750 | Stryker Corp Medical Div | Prime Zoom 1125 | 2021007300227 | Stretchers, Mobile, Hospital, Radiographic
B41464 | Stryker Corp Medical Div | LD304 | 2021007600299 | Beds, Electric, Birthing
A59776 | Stryker Corp Medical Div | Prime Big Wheel 1115 | 1310044806 | Stretchers, Mobile, Hospital
A56010 | Stryker Instruments Div Stryker Corp | S3 | 200100474 | Beds, Electric
A48203 | Stryker Corp Medical Div | Prime Zoom 1125 | 1506037152 | Stretchers, Mobile, Hospital, Radiographic
A56403 | Stryker Corp Medical Div | S3 | 200100222 | Beds, Electric
Stryker Beds Only | Stryker Corp Medical Div | S3 | Stryker Beds Only | Beds, Electric
A56083 | Stryker Instruments Div Stryker Corp | S3 | 200100736 | Beds, Electric
A57646 | Hillrom Co Inc. | Centrella Smart+ | A118PF0852 | Beds, Electric
A56054 | Stryker Corp Medical Div | S3 | 200100686 | Beds, Electric
A56316 | Stryker Instruments Div Stryker Corp | S3 | 200100189 | Beds, Electric
A56269 | Stryker Corp Medical Div | S3 EX | 200100120 | Beds, Electric
A56100 | Stryker Corp Medical Div | S3 | 200100701 | Beds, Electric
A57798 | Stryker Corp Medical Div | S3 | 200100462 | Beds, Electric
A59565 | Stryker Corp Medical Div | Prime Zoom 1125 | 2021007300234 | Stretchers, Mobile, Hospital, Radiographic
A57663 | Hillrom Co Inc. | Centrella Smart+ | A098PF9237 | Beds, Electric
A48178 | Stryker Corp Medical Div | Prime Zoom 1125 | 1506037170 | Stretchers, Mobile, Hospital, Radiographic
A57860 | Stryker Corp Medical Div | S3 | 200100218 | Beds, Electric
A59506 | Stryker Corp Medical Div | Gynnie | 1309042350 | Stretchers, Mobile, Hospital
A57962 | Stryker Corp Medical Div | Prime Zoom 1125 | 2021007300218 | Stretchers, Mobile, Hospital, Radiographic
A56180 | Stryker Corp Medical Div | S3 | 200100267 | Beds, Electric
A57619 | Hillrom Co Inc. | Centrella Smart+ | A137PF2735 | Beds, Electric
A59480 | Stryker Corp Medical Div | Prime Zoom 1125 | 2021007300249 | Stretchers, Mobile, Hospital, Radiographic
A57530 | Stryker Corp Medical Div | Prime Zoom 1125 | 2021007300107 | Stretchers, Mobile, Hospital, Radiographic
B15170 | Stryker Corp Medical Div | Prime Zoom 1125 | 2021007300246 | Stretchers, Mobile, Hospital, Radiographic
A57639 | Hillrom Co Inc. | Centrella Smart+ | A136PF2562 | Beds, Electric
A59543 | Stryker Corp Medical Div | 1025 (SM304) | 170303318 | Stretchers, Mobile, Hospital
A57631 | Hillrom Co Inc. | Centrella Smart+ | A141PF3077 | Beds, Electric
A59520 | Stryker Instruments Div Stryker Corp | S3 | 200100734 | Beds, Electric
192703 | Stryker Corp Medical Div | TruRize | 2022000300448 | Chairs, Rehabilitation
A54561 | Stryker Corp Medical Div | Prime Zoom 1125 | 2020007300088 | Stretchers, Mobile, Hospital, Radiographic
A59488 | Stryker Corp Medical Div | Gynnie | 1309042348 | Stretchers, Mobile, Hospital
A57979 | Stryker Corp Medical Div | Prime Zoom 1125 | 2019007301234 | Stretchers, Mobile, Hospital, Radiographic
A57657 | Hillrom Co Inc. | Centrella Smart+ | A118PF0848 | Beds, Electric
A57842 | Stryker Instruments Div Stryker Corp | S3 | 200100196 | Beds, Electric
A59673 | Stryker Corp Medical Div | Prime Zoom 1125 | 2019007301230 | Stretchers, Mobile, Hospital, Radiographic
A56338 | Stryker Corp Medical Div | S3 | 200100484 | Beds, Electric
A57847 | Stryker Corp Medical Div | S3 | 200100459 | Beds, Electric
A59564 | Stryker Corp Medical Div | Prime Zoom 1125 | 2021007300225 | Stretchers, Mobile, Hospital, Radiographic
A57876 | Stryker Corp Medical Div | S3 | 200100525 | Beds, Electric
A57949 | Stryker Corp Medical Div | Power-PRO XT | 160139884 | Stretchers, Mobile, Ambulance
A57643 | Hillrom Co Inc. | Centrella Smart+ | A136PF2565 | Beds, Electric
A59572 | Stryker Corp Medical Div | InTouch | U73737 | Beds, Electric
A56006 | Stryker Corp Medical Div | S3 EX | 200100443 | Beds, Electric
A59485 | Stryker Corp Medical Div | S3 | 200100519 | Beds, Electric
A59226 | Stryker Corp Medical Div | Prime Zoom 1125 | 2020007300104 | Stretchers, Mobile, Hospital, Radiographic
BS31053 | Stryker Corp Medical Div | TruRize | 2019000300699 | Chairs, Rehabilitation
A56101 | Stryker Instruments Div Stryker Corp | S3 | 200100695 | Beds, Electric
A56240 | Stryker Instruments Div Stryker Corp | S3 | 200100551 | Beds, Electric
A57846 | Stryker Corp Medical Div | Prime Zoom 1125 | 2021007300247 | Stretchers, Mobile, Hospital, Radiographic
A59775 | Stryker Corp Medical Div | Prime Zoom 1125 | 1310044792 | Stretchers, Mobile, Hospital, Radiographic
A57997 | Stryker Corp Medical Div | S3 | 200100457 | Beds, Electric
A56297 | Stryker Corp Medical Div | S3 | 200100171 | Beds, Electric
A56078 | Stryker Corp Medical Div | S3 | 200100731 | Beds, Electric
A56049 | Stryker Corp Medical Div | S3 | 200100435 | Beds, Electric
A59511 | Stryker Corp Medical Div | Prime Big Wheel 1115 | 1310044788 | Stretchers, Mobile, Hospital
A56417 | Stryker Corp Medical Div | S3 EX | 200100236 | Beds, Electric
A59682 | Stryker Corp Medical Div | Prime Zoom 1125 | 2021007300109 | Stretchers, Mobile, Hospital, Radiographic
A59491 | Stryker Corp Medical Div | Prime Zoom 1125 | 2020007300074 | Stretchers, Mobile, Hospital, Radiographic
A56277 | Stryker Corp Medical Div | S3 | 200100105 | Beds, Electric
A59615 | Stryker Corp Medical Div | Prime Zoom 1125 | 2019007301515 | Stretchers, Mobile, Hospital, Radiographic
A57956 | Stryker Corp Medical Div | Prime Zoom 1125 | 2019007301537 | Stretchers, Mobile, Hospital, Radiographic
A59671 | Stryker Corp Medical Div | Secure 3 | 200100763 | Beds, Electric
A57755 | Stryker Corp Medical Div | Prime Zoom 1125 | 2019007301240 | Stretchers, Mobile, Hospital, Radiographic
163823 | Stryker Corp Medical Div | LD304 | 2021007600304 | Beds, Electric, Birthing
A57879 | Stryker Corp Medical Div | Prime Zoom 1125 | 2021007300108 | Stretchers, Mobile, Hospital, Radiographic
A59664 | Stryker Corp Medical Div | S3 | 200100173 | Beds, Electric
A59527 | Stryker Corp Medical Div | Prime Zoom 1125 | 2019007301513 | Stretchers, Mobile, Hospital, Radiographic
A57812 | Stryker Corp Medical Div | Prime Zoom 1125 | 2020007300098 | Stretchers, Mobile, Hospital, Radiographic
A57624 | Hillrom Co Inc. | Centrella Smart+ | A098PF9289 | Beds, Electric
A56290 | Stryker Instruments Div Stryker Corp | S3 | 200100522 | Beds, Electric
A59620 | Stryker Corp Medical Div | InTouch | U56375 | Beds, Electric
A59570 | Stryker Corp Medical Div | S3 | 200100227 | Beds, Electric
A57959 | Stryker Corp Medical Div | Prime Zoom 1125 | 1310044800 | Stretchers, Mobile, Hospital, Radiographic
A59528 | Stryker Corp Medical Div | S3 EX | 200100162 | Beds, Electric
A57651 | Hillrom Co Inc. | Centrella Smart+ | A098PF9275 | Beds, Electric
A57616 | Hillrom Co Inc. | Centrella Smart+ | A116PF0809 | Beds, Electric
A59471 | Stryker Corp Medical Div | S3 | 200100176 | Beds, Electric
A56355 | Stryker Corp Medical Div | S3 | 200100156 | Beds, Electric
A56255 | Stryker Corp Medical Div | S3 | 200100113 | Beds, Electric
A57951 | Stryker Corp Medical Div | Prime Zoom 1125 | 1506037163 | Stretchers, Mobile, Hospital, Radiographic
A56247 | Stryker Corp Medical Div | S3 | 200100526 | Beds, Electric
A48205 | Stryker Corp Medical Div | Prime Zoom 1125 | 1506037159 | Stretchers, Mobile, Hospital, Radiographic
A59638 | Stryker Corp Medical Div | S3 | 200100456 | Beds, Electric
A57983 | Stryker Corp Medical Div | S3 | 200100106 | Beds, Electric
A56125 | Stryker Instruments Div Stryker Corp | S3 | 200100275 | Beds, Electric
A56229 | Stryker Corp Medical Div | S3 EX | 200100098 | Beds, Electric
B41462 | Stryker Corp Medical Div | LD304 | 2021007600305 | Beds, Electric, Birthing
A56315 | Stryker Corp Medical Div | S3 | 200100157 | Beds, Electric
A57608 | Hillrom Co Inc. | Centrella Smart+ | A115PF0622 | Beds, Electric
A57629 | Hillrom Co Inc. | Centrella Smart+ | x305pf0358 | Beds, Electric
A56311 | Stryker Corp Medical Div | S3 | 200100182 | Beds, Electric
A56219 | Stryker Instruments Div Stryker Corp | S3 | 200100537 | Beds, Electric
A57848 | Stryker Instruments Div Stryker Corp | S3 | 200100750 | Beds, Electric
A59477 | Stryker Corp Medical Div | Prime Zoom 1125 | 1506037168 | Stretchers, Mobile, Hospital, Radiographic
A56139 | Stryker Instruments Div Stryker Corp | S3 | 200100738 | Beds, Electric
A56245 | Stryker Corp Medical Div | S3 | 200100523 | Beds, Electric
A56048 | Stryker Instruments Div Stryker Corp | S3 | 200100437 | Beds, Electric
A56172 | Stryker Corp Medical Div | Secure 3 | 200100285 | Beds, Electric
A57861 | Stryker Corp Medical Div | InTouch | U56363 | Beds, Electric
A57863 | Stryker Corp Medical Div | Prime Zoom 1125 | 2020007300094 | Stretchers, Mobile, Hospital, Radiographic
A56039 | Stryker Corp Medical Div | S3 | 200100693 | Beds, Electric
A59579 | Stryker Instruments Div Stryker Corp | S3 | 200100490 | Beds, Electric
A57796 | Stryker Corp Medical Div | S3 EX | 200100703 | Beds, Electric
| Stryker Corp Medical Div | S3 | 200100242 | Beds, Electric
A57741 | Stryker Corp Medical Div | S3 | 200100754 | Beds, Electric
A57661 | Hillrom Co Inc. | Centrella Smart+ | A115PF0580 | Beds, Electric
BN26235 | Stryker Corp Medical Div | Prime Zoom 1125 | 1506 037141 | Stretchers, Mobile, Hospital, Radiographic
A57606 | Hillrom Co Inc. | Centrella Smart+ | A136PF2619 | Beds, Electric
A59522 | Stryker Corp Medical Div | Prime Zoom 1125 | 2021007300105 | Stretchers, Mobile, Hospital, Radiographic
A56016 | Stryker Corp Medical Div | S3 | 200100662 | Beds, Electric
192702 | Stryker Corp Medical Div | TruRize | 20220003000447 | Chairs, Rehabilitation
A56033 | Stryker Corp Medical Div | Secure 3 | 200100705 | Beds, Electric
A57527 | Stryker Corp Medical Div | Prime Zoom 1125 | 2021007300224 | Stretchers, Mobile, Hospital, Radiographic
A57618 | Hillrom Co Inc. | Centrella Smart+ | A137PF2745 | Beds, Electric
A57827 | Stryker Corp Medical Div | S3 EX | 200100548 | Beds, Electric
A57532 | Stryker Corp Medical Div | Prime Zoom 1125 | 2021007300092 | Stretchers, Mobile, Hospital, Radiographic
A57653 | Hillrom Co Inc. | Centrella Smart+ | A098PF9273 | Beds, Electric
A57169 | Stryker Corp Medical Div | Power-PRO XT | 2308020500051 | Stretchers, Mobile, Ambulance
A56256 | Stryker Corp Medical Div | S3 | 200100118 | Beds, Electric
A56234 | Stryker Instruments Div Stryker Corp | S3 | 200100110 | Beds, Electric
A59530 | Stryker Corp Medical Div | S3 EX | 200100262 | Beds, Electric
b41463 | Stryker Corp Medical Div | LD304 | 2021007600306 | Beds, Electric, Birthing
A57761 | Stryker Corp Medical Div | S3 EX | 200100742 | Beds, Electric
A57524 | Stryker Corp Medical Div | Prime Zoom 1125 | 2021007300103 | Stretchers, Mobile, Hospital, Radiographic
A56518 | Stryker Corp Medical Div | Prime 5th Wheel 1105 | 2021007300250 | Stretchers, Mobile, Hospital
A57632 | Hillrom Co Inc. | Centrella Smart+ | A141PF3074 | Beds, Electric
A57640 | Hillrom Co Inc. | Centrella Smart+ | A136PF2595 | Beds, Electric
192705 | Stryker Corp Medical Div | TruRize | 2022000300445 | Chairs, Rehabilitation
A56244 | Stryker Corp Medical Div | S3 | 200100547 | Beds, Electric
A59519 | Stryker Corp Medical Div | Prime Zoom 1125 | 2021007300091 | Stretchers, Mobile, Hospital, Radiographic
A56130 | Stryker Corp Medical Div | S3 | 200100743 | Beds, Electric
A59580 | Stryker Corp Medical Div | Prime 5th Wheel 1105 | 2021007300236 | Stretchers, Mobile, Hospital
A57964 | Stryker Corp Medical Div | Prime Zoom 1125 | 2019007301229 | Stretchers, Mobile, Hospital, Radiographic
A56292 | Stryker Corp Medical Div | S3 | 200100542 | Beds, Electric
A59539 | Stryker Corp Medical Div | Prime 5th Wheel 1105 | 1507035512 | Stretchers, Mobile, Hospital
A57948 | Stryker Corp Medical Div | Prime Zoom 1125 | 2019007301532 | Stretchers, Mobile, Hospital, Radiographic
A56285 | Stryker Corp Medical Div | S3 | 200100521 | Beds, Electric
A56189 | Stryker Instruments Div Stryker Corp | S3 | 200100269 | Beds, Electric
A59554 | Stryker Corp Medical Div | Eye Surgery Stretcher | 2021006000739 | Stretchers, Mobile, Hospital
A57790 | Stryker Corp Medical Div | InTouch | U56358 | Beds, Electric
A59630 | Stryker Corp Medical Div | InTouch | U63354 | Beds, Electric
A57877 | Stryker Corp Medical Div | Eye Surgery Stretcher | 2021006000738 | Stretchers, Mobile, Hospital
A48215 | Stryker Corp Medical Div | Prime Zoom 1125 | 1507035631 | Stretchers, Mobile, Hospital, Radiographic
B41461 | Stryker Corp Medical Div | LD304 | 2021007600307 | Beds, Electric, Birthing
A56253 | Stryker Corp Medical Div | S3 | 200100138 | Beds, Electric
A57947 | Stryker Corp Medical Div | Prime Zoom 1125 | 1506037145 | Stretchers, Mobile, Hospital, Radiographic
b10001 | Stryker Corp Medical Div | TruRize | 2020000301313 | Chairs, Rehabilitation
A59683 | Stryker Corp Medical Div | Prime Zoom 1125 | 2020007300077 | Stretchers, Mobile, Hospital, Radiographic
A59770 | Stryker Corp Medical Div | Prime Zoom 1125 | 2019007301238 | Stretchers, Mobile, Hospital, Radiographic
A56427 | Stryker Corp Medical Div | S3 EX | 200100209 | Beds, Electric
A57828 | Stryker Corp Medical Div | S3 EX | 200100143 | Beds, Electric
A57744 | Stryker Corp Medical Div | InTouch | U68755 | Beds, Electric
A56008 | Stryker Corp Medical Div | S3 | 200100439 | Beds, Electric
A59672 | Stryker Corp Medical Div | Prime Zoom 1125 | 2021007300261 | Stretchers, Mobile, Hospital, Radiographic
A56120 | Stryker Corp Medical Div | Secure 3 | 200100434 | Beds, Electric
A48219 | Stryker Corp Medical Div | Prime Zoom 1125 | 1607036634 | Stretchers, Mobile, Hospital, Radiographic
A56060 | Stryker Corp Medical Div | S3 | 200100453 | Beds, Electric
A57626 | Hillrom Co Inc. | Centrella Smart+ | A098PF9301 | Beds, Electric
A56222 | Stryker Corp Medical Div | S3 | 200100116 | Beds, Electric
A57831 | Stryker Instruments Div Stryker Corp | S3 | 200100770 | Beds, Electric
A57649 | Hillrom Co Inc. | Centrella Smart+ | A098PF9253 | Beds, Electric
A56084 | Stryker Corp Medical Div | S3 | 200100427 | Beds, Electric
BS32610 | Stryker Corp Medical Div | S3 | 200100735 | Beds, Electric
A59512 | Stryker Corp Medical Div | Prime Zoom 1125 | 2020007300075 | Stretchers, Mobile, Hospital, Radiographic
A59678 | Stryker Corp Medical Div | S3 | 200100554 | Beds, Electric
A57658 | Hillrom Co Inc. | Centrella Smart+ | A098PF9235 | Beds, Electric
A57974 | Stryker Corp Medical Div | S3 | 200100756 | Beds, Electric
A56326 | Stryker Corp Medical Div | S3 | 200100144 | Beds, Electric
A56394 | Stryker Corp Medical Div | S3 | 200100202 | Beds, Electric
A52548 | Stryker Corp Medical Div | S3 | 200100730 | Beds, Electric
A56251 | Stryker Corp Medical Div | S3 | 200100107 | Beds, Electric
A56382 | Stryker Corp Medical Div | S3 | 2001005500 | Beds, Electric
A57650 | Hillrom Co Inc. | Centrella Smart+ | A098PF9281 | Beds, Electric
A59505 | Stryker Corp Medical Div | Prime Zoom 1125 | 2020007300100 | Stretchers, Mobile, Hospital, Radiographic
A48218 | Stryker Corp Medical Div | Prime Zoom 1125 | 1507035632 | Stretchers, Mobile, Hospital, Radiographic
A57633 | Hillrom Co Inc. | Centrella Smart+ | A141PF3083 | Beds, Electric
A56059 | Stryker Corp Medical Div | S3 | 200100440 | Beds, Electric
A57886 | Stryker Corp Medical Div | S3 | 200100486 | Beds, Electric
| Stryker Corp Medical Div | TruRize | 2019000300698 | Chairs, Rehabilitation
A48192 | Stryker Corp Medical Div | Prime Zoom 1125 | 1606037156 | Stretchers, Mobile, Hospital, Radiographic
A59636 | Stryker Corp Medical Div | Prime 5th Wheel 1105 | 2021007300253 | Stretchers, Mobile, Hospital
A57870 | Stryker Corp Medical Div | Prime Zoom 1125 | 2021007300219 | Stretchers, Mobile, Hospital, Radiographic
A56196 | Stryker Corp Medical Div | S3 | 200100737 | Beds, Electric
A59651 | Stryker Corp Medical Div | Prime Zoom 1125 | 2021007300220 | Stretchers, Mobile, Hospital, Radiographic
A59650 | Stryker Corp Medical Div | S3 | 200100768 | Beds, Electric
A48185 | Stryker Corp Medical Div | Prime Zoom 1125 | 1506037169 | Stretchers, Mobile, Hospital, Radiographic
A59473 | Stryker Corp Medical Div | Prime Zoom 1125 | 2020007300085 | Stretchers, Mobile, Hospital, Radiographic
A59486 | Stryker Corp Medical Div | S3 | 200100482 | Beds, Electric
A57736 | Stryker Corp Medical Div | Prime Zoom 1125 | 2021007300119 | Stretchers, Mobile, Hospital, Radiographic
A59647 | Stryker Corp Medical Div | S3 | 200100123 | Beds, Electric
A56358 | Stryker Corp Medical Div | S3 | 200100146 | Beds, Electric
A57996 | Stryker Corp Medical Div | S3 | 200100100 | Beds, Electric
A57946 | Stryker Corp Medical Div | TruRize | 2020000301310 | Chairs, Rehabilitation
A57623 | Hillrom Co Inc. | Centrella Smart+ | A136PF2616 | Beds, Electric
A56276 | Stryker Corp Medical Div | S3 | 200100102 | Beds, Electric
A48182 | Stryker Corp Medical Div | Prime Big Wheel 1115 | 1506037142 | Stretchers, Mobile, Hospital
A57787 | Stryker Corp Medical Div | Prime Zoom 1125 | 2021007300121 | Stretchers, Mobile, Hospital, Radiographic
A57173 | Stryker Corp Medical Div | Power-PRO XT | 2308020500050 | Stretchers, Mobile, Ambulance
A57958 | Stryker Corp Medical Div | Prime Zoom 1125 | 2021007300112 | Stretchers, Mobile, Hospital, Radiographic
A59577 | Stryker Corp Medical Div | Prime Zoom 1125 | 2020007300092 | Stretchers, Mobile, Hospital, Radiographic
A57849 | Stryker Instruments Div Stryker Corp | S3 | 200100508 | Beds, Electric
A57976 | Stryker Corp Medical Div | S3 | 200100685 | Beds, Electric
A59566 | Stryker Corp Medical Div | Prime Zoom 1125 | 2021007300232 | Stretchers, Mobile, Hospital, Radiographic
A48529 | Winco, Inc. | Stretchair S999 | S999100090 | Stretcher/Chairs, Mobile
A57516 | Hillrom Co Inc. | Centrella Smart+ | A097PF9159 | Beds, Electric
A59576 | Stryker Corp Medical Div | Prime Zoom 1125 | 2021007300255 | Stretchers, Mobile, Hospital, Radiographic
A57585 | Stryker Corp Medical Div | Power-PRO XT | 2408020500053 | Stretchers, Mobile, Ambulance
A56058 | Stryker Corp Medical Div | S3 | 200100448 | Beds, Electric
A56028 | Stryker Corp Medical Div | S3 EX | 200100681 | Beds, Electric
A57654 | Hillrom Co Inc. | Centrella Smart+ | A098PF9247 | Beds, Electric
A59545 | Stryker Corp Medical Div | Secure 3 | 200100683 | Beds, Electric
A56238 | Stryker Instruments Div Stryker Corp | S3 | 200100131 | Beds, Electric
A59618 | Stryker Corp Medical Div | Prime 5th Wheel 1105 | 2021007300235 | Stretchers, Mobile, Hospital
A57938 | Stryker Corp Medical Div | S3 | 200100724 | Beds, Electric
A57734 | Stryker Corp Medical Div | Prime Zoom 1125 | 2019007301533 | Stretchers, Mobile, Hospital, Radiographic
A59654 | Stryker Corp Medical Div | Prime Zoom 1125 | 2021007300259 | Stretchers, Mobile, Hospital, Radiographic
A59652 | Stryker Corp Medical Div | Prime 5th Wheel 1105 | 1507035507 | Stretchers, Mobile, Hospital
A59663 | Stryker Corp Medical Div | S3 | 200100151 | Beds, Electric
A59661 | Stryker Corp Medical Div | Prime 5th Wheel 1105 | 1507035502 | Stretchers, Mobile, Hospital
A57594 | Hillrom Co Inc. | Centrella Smart+ | A115PF0604 | Beds, Electric
A59482 | Stryker Corp Medical Div | Gynnie | 2021005800201 | Stretchers, Mobile, Hospital
A59529 | Stryker Instruments Div Stryker Corp | S3 | 200100115 | Beds, Electric
A59681 | Stryker Corp Medical Div | S3 | 200100128 | Beds, Electric
A56402 | Stryker Corp Medical Div | S3 | 200100212 | Beds, Electric
A59621 | Stryker Corp Medical Div | S3 | 200100231 | Beds, Electric
A59583 | Stryker Corp Medical Div | InTouch | U56357 | Beds, Electric
A48188 | Stryker Corp Medical Div | Prime Zoom 1125 | 1506037171 | Stretchers, Mobile, Hospital, Radiographic
A56023 | Stryker Corp Medical Div | S3 | 200100674 | Beds, Electric
A57970 | Stryker Corp Medical Div | S3 | 200100193 | Beds, Electric
A57784 | Stryker Corp Medical Div | Prime Zoom 1125 | 2021007300114 | Stretchers, Mobile, Hospital, Radiographic
A56079 | Stryker Corp Medical Div | S3 | 200100463 | Beds, Electric
A59646 | Stryker Corp Medical Div | Prime Zoom 1125 | 2021007300094 | Stretchers, Mobile, Hospital, Radiographic
A57950 | Stryker Corp Medical Div | Prime Zoom 1125 | 2021007300217 | Stretchers, Mobile, Hospital, Radiographic
A57890 | Stryker Corp Medical Div | Prime Zoom 1125 | 2021007300239 | Stretchers, Mobile, Hospital, Radiographic
A59475 | Stryker Corp Medical Div | Prime Zoom 1125 | 20007300091 | Stretchers, Mobile, Hospital, Radiographic
BN30750 | Stryker Corp Medical Div | Prime Zoom 1125 | 2018007300046 | Stretchers, Mobile, Hospital, Radiographic
A59486 | Stryker Corp Medical Div | S3 | 200100135 | Beds, Electric
A59561 | Stryker Corp Medical Div | Prime Zoom 1125 | 2019007301232 | Stretchers, Mobile, Hospital, Radiographic
A57518 | Hillrom Co Inc. | Centrella Smart+ | x305pf0354 | Beds, Electric
A57656 | Hillrom Co Inc. | Centrella Smart+ | A098PF9255 | Beds, Electric
A59625 | Stryker Corp Medical Div | Secure 3 | 200100229 | Beds, Electric
A57811 | Stryker Corp Medical Div | S3 | 200100251 | Beds, Electric
A56075 | Stryker Corp Medical Div | S3 | 200100473 | Beds, Electric
177719 | Stryker Corp Medical Div | Prime Zoom 1125 | 20210077300240 | Stretchers, Mobile, Hospital, Radiographic
A57533 | Stryker Corp Medical Div | Prime Zoom 1125 | 2021007300094 | Stretchers, Mobile, Hospital, Radiographic
A59504 | Stryker Corp Medical Div | S3 | 200100470 | Beds, Electric
A56218 | Stryker Corp Medical Div | Secure 3 | 200100536 | Beds, Electric
A59493 | Stryker Corp Medical Div | Prime Zoom 1125 | 2021007300244 | Stretchers, Mobile, Hospital, Radiographic
A57536 | Hillrom Co Inc. | Centrella Smart+ | x305pf0344 | Beds, Electric
A56038 | Stryker Corp Medical Div | S3 EX | 200100671 | Beds, Electric
A59483 | Stryker Corp Medical Div | Gynnie | 1309042349 | Stretchers, Mobile, Hospital
A57859 | Stryker Instruments Div Stryker Corp | S3 | 200100494 | Beds, Electric
A57788 | Stryker Corp Medical Div | Secure 3 | 200100476 | Beds, Electric
A59508 | Stryker Corp Medical Div | Prime Zoom 1125 | 2019007301519 | Stretchers, Mobile, Hospital, Radiographic
A57910 | Stryker Corp Medical Div | Prime Zoom 1125 | 2019007301518 | Stretchers, Mobile, Hospital, Radiographic
A59549 | Stryker Corp Medical Div | Prime 5th Wheel 1105 | 1507035516 | Stretchers, Mobile, Hospital
A59513 | Stryker Corp Medical Div | Prime Zoom 1125 | 2021007300090 | Stretchers, Mobile, Hospital, Radiographic
A57645 | Hillrom Co Inc. | Centrella Smart+ | A118PF0858 | Beds, Electric
A59662 | Stryker Corp Medical Div | Prime 5th Wheel 1105 | 1507035512 | Stretchers, Mobile, Hospital
A57635 | Hillrom Co Inc. | Centrella Smart+ | A136PF2601 | Beds, Electric
A57611 | Hillrom Co Inc. | Centrella Smart+ | A128PF1879 | Beds, Electric
A57794 | Stryker Corp Medical Div | Prime Zoom 1125 | 1506037154 | Stretchers, Mobile, Hospital, Radiographic
BN24332 | Stryker Corp Medical Div | Prime 5th Wheel 1105 | 1405032098 | Stretchers, Mobile, Hospital
A56397 | Stryker Instruments Div Stryker Corp | S3 | 200100225 | Beds, Electric
A57641 | Hillrom Co Inc. | Centrella Smart+ | A136PF2604 | Beds, Electric
A59523 | Stryker Corp Medical Div | Prime Zoom 1125 | 2020007300084 | Stretchers, Mobile, Hospital, Radiographic
A57963 | Stryker Corp Medical Div | Prime Zoom 1125 | 1507035627 | Stretchers, Mobile, Hospital, Radiographic
A57597 | Hillrom Co Inc. | Centrella Smart+ | A115PF0607 | Beds, Electric
A59642 | Stryker Corp Medical Div | S3 | 200100499 | Beds, Electric
A57852 | Stryker Corp Medical Div | InTouch | U68757 | Beds, Electric
A59573 | Stryker Corp Medical Div | S3 | 200100114 | Beds, Electric
A57912 | Stryker Corp Medical Div | LD304 | 2021007600256 | Beds, Electric, Birthing
A56061 | Stryker Corp Medical Div | Secure 3 | 200100667 | Beds, Electric
A59558 | Stryker Corp Medical Div | S3 | 200100175 | Beds, Electric
BS32123 | Stryker Corp Medical Div | Prime Zoom 1125 | 2019007301526 | Stretchers, Mobile, Hospital, Radiographic
A57993 | Stryker Corp Medical Div | S3 | 200100510 | Beds, Electric
| Stryker Corp Medical Div | LD304 | 2021007600311 | Beds, Electric, Birthing
A48220 | Stryker Corp Medical Div | Prime Zoom 1125 | 1507035636 | Stretchers, Mobile, Hospital, Radiographic
A59472 | Stryker Corp Medical Div | Prime Zoom 1125 | 1506037167 | Stretchers, Mobile, Hospital, Radiographic
A57953 | Stryker Corp Medical Div | Prime Zoom 1125 | 2020007300090 | Stretchers, Mobile, Hospital, Radiographic
A57858 | Stryker Corp Medical Div | Prime Zoom 1125 | 2019007301525 | Stretchers, Mobile, Hospital, Radiographic
A57844 | Stryker Corp Medical Div | Prime Zoom 1125 | 2020007300087 | Stretchers, Mobile, Hospital, Radiographic
A56045 | Stryker Corp Medical Div | S3 | 200100699 | Beds, Electric
A13004 | Stryker Corp Medical Div | 1080 | 0605055565 | Stretchers, Mobile, Hospital
A57878 | Stryker Corp Medical Div | Prime 5th Wheel 1105 | 1507035520 | Stretchers, Mobile, Hospital
A57659 | Hillrom Co Inc. | Centrella Smart+ | A100PF9477 | Beds, Electric
B41472 | Stryker Corp Medical Div | LD304 | 2021007600257 | Beds, Electric, Birthing
A48202 | Stryker Corp Medical Div | Prime Zoom 1125 | 1506037166 | Stretchers, Mobile, Hospital, Radiographic
A56308 | Stryker Instruments Div Stryker Corp | S3 | 200100170 | Beds, Electric
A56191 | Stryker Corp Medical Div | S3 | 200100287 | Beds, Electric
A57521 | Hillrom Co Inc. | Centrella Smart+ | x305pf0346 | Beds, Electric
A57962 | Stryker Corp Medical Div | Prime Zoom 1125 | 2019007301523 | Stretchers, Mobile, Hospital, Radiographic
A56407 | Stryker Corp Medical Div | S3 | 200100192 | Beds, Electric
A48198 | Stryker Corp Medical Div | Prime Zoom 1125 | 1506037146 | Stretchers, Mobile, Hospital, Radiographic
A56116 | Stryker Instruments Div Stryker Corp | S3 | 200100455 | Beds, Electric
A56374 | Stryker Instruments Div Stryker Corp | S3 | 200100491 | Beds, Electric
A57523 | Hillrom Co Inc. | Centrella Smart+ | x305pf0356 | Beds, Electric
A57344 | Stryker Corp Medical Div | Prime Zoom 1125 | 2021007300100 | Stretchers, Mobile, Hospital, Radiographic
A57816 | Stryker Corp Medical Div | Prime Zoom 1125 | 2021007300223 | Stretchers, Mobile, Hospital, Radiographic
A57937 | Stryker Corp Medical Div | Prime Zoom 1125 | 2019007301512 | Stretchers, Mobile, Hospital, Radiographic
A57660 | Hillrom Co Inc. | Centrella Smart+ | A100PF9479 | Beds, Electric
A57531 | Stryker Corp Medical Div | Prime Zoom 1125 | 2021007300228 | Stretchers, Mobile, Hospital, Radiographic
A57884 | Stryker Corp Medical Div | S3 | 200101238 | Beds, Electric
A57845 | Stryker Corp Medical Div | Prime Zoom 1125 | 2019007301237 | Stretchers, Mobile, Hospital, Radiographic
A59634 | Stryker Corp Medical Div | S3 | 200100472 | Beds, Electric
A56055 | Stryker Corp Medical Div | S3 | 200100668 | Beds, Electric
A59521 | Stryker Corp Medical Div | Prime Zoom 1125 | 2019007301233 | Stretchers, Mobile, Hospital, Radiographic
A59631 | Stryker Corp Medical Div | Prime Zoom 1125 | 2021007300263 | Stretchers, Mobile, Hospital, Radiographic
A56354 | Stryker Corp Medical Div | S3 | 200100204 | Beds, Electric
A56093 | Stryker Corp Medical Div | S3 | 200100753 | Beds, Electric
A56052 | Stryker Corp Medical Div | S3 EX | 200100449 | Beds, Electric
A57805 | Stryker Corp Medical Div | InTouch | U56370 | Beds, Electric
A57793 | Stryker Corp Medical Div | Prime Zoom 1125 | 2021007300122 | Stretchers, Mobile, Hospital, Radiographic
A57602 | Hillrom Co Inc. | Centrella Smart+ | A115PF0592 | Beds, Electric
A59500 | Stryker Corp Medical Div | Prime Zoom 1125 | 2021007300252 | Stretchers, Mobile, Hospital, Radiographic
A57840 | Stryker Instruments Div Stryker Corp | S3 | 200100447 | Beds, Electric
A48213 | Stryker Corp Medical Div | Prime Zoom 1125 | 1607035633 | Stretchers, Mobile, Hospital, Radiographic
A59684 | Stryker Corp Medical Div | Prime Zoom 1125 | 2021007300106 | Stretchers, Mobile, Hospital, Radiographic
A59489 | Stryker Corp Medical Div | S3 | 200100764 | Beds, Electric
A57621 | Hillrom Co Inc. | Centrella Smart+ | A137PF2738 | Beds, Electric
A57614 | Hillrom Co Inc. | Centrella Smart+ | A136PF2598 | Beds, Electric
A56396 | Stryker Corp Medical Div | S3 | 200100226 | Beds, Electric
A56362 | Stryker Instruments Div Stryker Corp | S3 | 200100533 | Beds, Electric
A56198 | Stryker Corp Medical Div | S3 | 200100256 | Beds, Electric
A57615 | Hillrom Co Inc. | Centrella Smart+ | A129PF1950 | Beds, Electric
A56041 | Stryker Corp Medical Div | S3 | 200100428 | Beds, Electric
b41466 | Stryker Corp Medical Div | LD304 | 2021007600303 | Beds, Electric, Birthing
A59542 | Stryker Instruments Div Stryker Corp | S3 | 200100501 | Beds, Electric
A57967 | Stryker Corp Medical Div | 5050 | 0801101447 | Stretchers, Mobile, Hospital
A56032 | Stryker Corp Medical Div | S3 | 200100691 | Beds, Electric
A57525 | Stryker Corp Medical Div | Prime Zoom 1125 | 2020007300086 | Stretchers, Mobile, Hospital, Radiographic
A57598 | Hillrom Co Inc. | Centrella Smart+ | A115PF0610 | Beds, Electric
A57892 | Stryker Corp Medical Div | Prime Zoom 1125 | 1506037151 | Stretchers, Mobile, Hospital, Radiographic
A56205 | Stryker Corp Medical Div | S3 | 200100524 | Beds, Electric
A57783 | Stryker Corp Medical Div | Prime Zoom 1125 | 2021007300235 | Stretchers, Mobile, Hospital, Radiographic
B41453 | Stryker Corp Medical Div | LD304 | 2021007600300 | Beds, Electric, Birthing
A56393 | Stryker Corp Medical Div | S3 | 200100206 | Beds, Electric
A57537 | Hillrom Co Inc. | Centrella Smart+ | x305pf0340 | Beds, Electric
A56146 | Stryker Corp Medical Div | S3 | 200100739 | Beds, Electric
A56082 | Stryker Instruments Div Stryker Corp | S3 | 200100475 | Beds, Electric
A56034 | Stryker Corp Medical Div | S3 | 200100704 | Beds, Electric
A59629 | Stryker Corp Medical Div | Prime Zoom 1125 | 2021007300113 | Stretchers, Mobile, Hospital, Radiographic
A57865 | Stryker Corp Medical Div | Prime Big Wheel 1115 | 1310044789 | Stretchers, Mobile, Hospital
A56003 | Stryker Instruments Div Stryker Corp | S3 | 200100243 | Beds, Electric
A57893 | Stryker Corp Medical Div | Prime Zoom 1125 | 2021007300101 | Stretchers, Mobile, Hospital, Radiographic
A56335 | Stryker Corp Medical Div | S3 | 200100481 | Beds, Electric
B41460 | Stryker Corp Medical Div | LD304 | 2021007600312 | Beds, Electric, Birthing
A59656 | Stryker Corp Medical Div | S3 | 200100663 | Beds, Electric
A59674 | Stryker Corp Medical Div | S3 | 200100751 | Beds, Electric
A59581 | Stryker Corp Medical Div | S3 | 200100216 | Beds, Electric
A57767 | Stryker Corp Medical Div | Prime Zoom 1125 | 2021007300221 | Stretchers, Mobile, Hospital, Radiographic
A59771 | Hill-Rom Services, Inc. | TranStar 8000 | B341AN3610 | Stretchers, Mobile, Hospital
A57799 | Stryker Corp Medical Div | Secure 3 | 200100247 | Beds, Electric
| Stryker Instruments Div Stryker Corp | S3 | 200100675 | Beds, Electric
A57634 | Hillrom Co Inc. | Centrella Smart+ | A141PF3092 | Beds, Electric
A57961 | Stryker Corp Medical Div | 1080 | 2019005900209 | Stretchers, Mobile, Hospital
A57751 | Stryker Corp Medical Div | S3 EX | 200100166 | Beds, Electric
A59559 | Stryker Corp Medical Div | Prime Zoom 1125 | 2019007301530 | Stretchers, Mobile, Hospital, Radiographic
A57746 | Stryker Instruments Div Stryker Corp | S3 | 200100289 | Beds, Electric
A56069 | Stryker Corp Medical Div | S3 | 200100673 | Beds, Electric
A57528 | Stryker Corp Medical Div | Prime Zoom 1125 | 2021007300233 | Stretchers, Mobile, Hospital, Radiographic
A57630 | Hillrom Co Inc. | Centrella Smart+ | x305pf0348 | Beds, Electric
A59640 | Stryker Corp Medical Div | LD304 | 2021007600310 | Beds, Electric, Birthing
A57628 | Hillrom Co Inc. | Centrella Smart+ | A118PF0850 | Beds, Electric
185017 | Stryker Corp Medical Div | Prime Zoom 1125 | 2021007300238 | Stretchers, Mobile, Hospital, Radiographic
A59546 | Stryker Corp Medical Div | S3 | 200100183 | Beds, Electric
A56304 | Stryker Corp Medical Div | S3 | 200100161 | Beds, Electric
A57873 | Stryker Corp Medical Div | Prime Zoom 1125 | 2020007300101 | Stretchers, Mobile, Hospital, Radiographic
| Stryker Corp Medical Div | LD304 | 2021007600308 | Beds, Electric, Birthing
A59628 | Stryker Corp Medical Div | S3 | 200100199 | Beds, Electric
A59569 | Stryker Corp Medical Div | S3 | 200100261 | Beds, Electric
A56236 | Stryker Corp Medical Div | S3 | 200100121 | Beds, Electric
A57994 | Stryker Instruments Div Stryker Corp | S3 | 200100181 | Beds, Electric
A57854 | Stryker Instruments Div Stryker Corp | S3 | 200100744 | Beds, Electric
A57517 | Hillrom Co Inc. | Centrella Smart+ | x305pf0362 | Beds, Electric
B41457 | Stryker Corp Medical Div | LD304 | 2021007600309 | Beds, Electric, Birthing
A57607 | Hillrom Co Inc. | Centrella Smart+ | A115PF0598 | Beds, Electric
A57170 | Stryker Corp Medical Div | Power-PRO XT | 2201003500028 | Stretchers, Mobile, Ambulance
A59574 | Stryker Corp Medical Div | 5050 | 1206034635 | Stretchers, Mobile, Hospital
A54935 | Stryker Corp Medical Div | Power-PRO XT | 180139794 | Stretchers, Mobile, Ambulance
A59560 | Stryker Corp Medical Div | Prime Zoom 1125 | 2021007300241 | Stretchers, Mobile, Hospital, Radiographic
A59273 | MRIMED | MR Adjustable Height Trolley | M02143 | Stretchers, Mobile, Hospital, Radiographic
A57768 | Stryker Corp Medical Div | Prime Zoom 1125 | 2021007300120 | Stretchers, Mobile, Hospital, Radiographic
A57830 | Stryker Corp Medical Div | InTouch | U56373 | Beds, Electric
A59678 | Stryker Corp Medical Div | S3 | 200100185 | Beds, Electric
A57601 | Hillrom Co Inc. | Centrella Smart+ | A136PF2574 | Beds, Electric
A56089 | Stryker Corp Medical Div | S3 | 200100729 | Beds, Electric
BS32840 | Stryker Corp Medical Div | S3 | 200100498 | Beds, Electric
A57520 | Hillrom Co Inc. | Centrella Smart+ | x305pf0360 | Beds, Electric
A57627 | Hillrom Co Inc. | Centrella Smart+ | A099PF9341 | Beds, Electric
BS-32800 | Stryker Corp Medical Div | S3 | 200100495 | Beds, Electric
A56378 | Stryker Corp Medical Div | S3 | 200100487 | Beds, Electric
A59478 | Stryker Corp Medical Div | Prime Zoom 1125 | 2021007300216 | Stretchers, Mobile, Hospital, Radiographic
A57652 | Hillrom Co Inc. | Centrella Smart+ | A098PF9243 | Beds, Electric
A56363 | Stryker Corp Medical Div | S3 | 200100550 | Beds, Electric
A56342 | Stryker Corp Medical Div | S3 | 200100503 | Beds, Electric
A48176 | Stryker Corp Medical Div | Prime Zoom 1125 | 1506037153 | Stretchers, Mobile, Hospital, Radiographic
A57610 | Hillrom Co Inc. | Centrella Smart+ | A136PF2607 | Beds, Electric
A57762 | Stryker Instruments Div Stryker Corp | S3 | 200100760 | Beds, Electric
A59655 | Stryker Corp Medical Div | S3 | 200100134 | Beds, Electric
A57638 | Hillrom Co Inc. | Centrella Smart+ | A136PF2610 | Beds, Electric
A57978 | Stryker Corp Medical Div | Prime Zoom 1125 | 2019007301536 | Stretchers, Mobile, Hospital, Radiographic
A59616 | Stryker Corp Medical Div | Prime Zoom 1125 | 2021007300245 | Stretchers, Mobile, Hospital, Radiographic
A59495 | Stryker Corp Medical Div | Prime Zoom 1125 | 2019007301231 | Stretchers, Mobile, Hospital, Radiographic
BN24205 | Stryker Corp Medical Div | Prime Big Wheel 1115 | 1310044786 | Stretchers, Mobile, Hospital
A57613 | Hillrom Co Inc. | Centrella Smart+ | A115PF0601 | Beds, Electric
A57620 | Hillrom Co Inc. | Centrella Smart+ | A137PF2741 | Beds, Electric
A56135 | Stryker Corp Medical Div | S3 | 200100283 | Beds, Electric
A56359 | Stryker Corp Medical Div | S3 | 200100155 | Beds, Electric
A57600 | Hillrom Co Inc. | Centrella Smart+ | A129PF1932 | Beds, Electric
A56098 | Stryker Corp Medical Div | S3 | 200100722 | Beds, Electric
A57881 | Stryker Instruments Div Stryker Corp | S3 | 200100130 | Beds, Electric
A56356 | Stryker Instruments Div Stryker Corp | S3 | 200100158 | Beds, Electric
A57612 | Hillrom Co Inc. | Centrella Smart+ | A136PF2592 | Beds, Electric
A59509 | Stryker Corp Medical Div | InTouch | U56362 | Beds, Electric
A56284 | Stryker Corp Medical Div | S3 | 200100520 | Beds, Electric
A56323 | Stryker Corp Medical Div | S3 | 200100168 | Beds, Electric
A59680 | Stryker Corp Medical Div | S3 | 200100117 | Beds, Electric
A59494 | Stryker Corp Medical Div | Gynnie | 2021005800206 | Stretchers, Mobile, Hospital
A54936 | Stryker Corp Medical Div | Power-PRO XT | 1905003500982 | Stretchers, Mobile, Ambulance
A562819 | Stryker Corp Medical Div | S3 | 200100219 | Beds, Electric
A57636 | Hillrom Co Inc. | Centrella Smart+ | A137PF2744 | Beds, Electric
A57648 | Hillrom Co Inc. | Centrella Smart+ | A098PF9283 | Beds, Electric
BS-32710 | Stryker Corp Medical Div | S3 | 200100507 | Beds, Electric
A56263 | Stryker Corp Medical Div | S3 | 200100186 | Beds, Electric
A56053 | Stryker Corp Medical Div | S3 | 200100433 | Beds, Electric
| Stryker Instruments Div Stryker Corp | S3 | IBED | Beds, Electric
A48189 | Stryker Corp Medical Div | Prime Zoom 1125 | 1506037155 | Stretchers, Mobile, Hospital, Radiographic
A57519 | Hillrom Co Inc. | Centrella Smart+ | x305pf0352 | Beds, Electric
A57864 | Stryker Corp Medical Div | Prime Zoom 1125 | 2020007300076 | Stretchers, Mobile, Hospital, Radiographic
A56046 | Stryker Corp Medical Div | S3 | 200100468 | Beds, Electric
A56150 | Stryker Instruments Div Stryker Corp | S3 | 200100732 | Beds, Electric
A59544 | Stryker Corp Medical Div | S3 | 200100431 | Beds, Electric
A57917 | Stryker Corp Medical Div | Prime Zoom 1125 | 2019007301534 | Stretchers, Mobile, Hospital, Radiographic
A57985 | Stryker Corp Medical Div | S3 | 200100696 | Beds, Electric
A57781 | Stryker Corp Medical Div | Gynnie | 1309042347 | Stretchers, Mobile, Hospital
A48206 | Stryker Corp Medical Div | Prime Zoom 1125 | 1506037160 | Stretchers, Mobile, Hospital, Radiographic
A48201 | Stryker Corp Medical Div | Prime Zoom 1125 | 1506037172 | Stretchers, Mobile, Hospital, Radiographic
A59773 | Stryker Corp Medical Div | Prime 5th Wheel 1105 | 1311043352 | Stretchers, Mobile, Hospital
A56018 | Stryker Corp Medical Div | S3 | 200100682 | Beds, Electric
A59670 | Stryker Instruments Div Stryker Corp | S3 | 200100728 | Beds, Electric
A57885 | Stryker Corp Medical Div | S3 | 20010074 | Beds, Electric
A56341 | Stryker Corp Medical Div | Secure 3 | 200100485 | Beds, Electric
A56312 | Stryker Corp Medical Div | S3 | 200100165 | Beds, Electric
A57605 | Hillrom Co Inc. | Centrella Smart+ | A136PF2583 | Beds, Electric
A48204 | Stryker Corp Medical Div | Prime Zoom 1125 | 1506037162 | Stretchers, Mobile, Hospital, Radiographic
A48216 | Stryker Corp Medical Div | Prime Zoom 1125 | 1507035643 | Stretchers, Mobile, Hospital, Radiographic
A57813 | Stryker Corp Medical Div | Prime Zoom 1125 | 2020007300095 | Stretchers, Mobile, Hospital, Radiographic
A59562 | Stryker Corp Medical Div | Prime Zoom 1125 | 2020007300082 | Stretchers, Mobile, Hospital, Radiographic
A56392 | Stryker Corp Medical Div | S3 | 200100195 | Beds, Electric
A57522 | Hillrom Co Inc. | Centrella Smart+ | x305pf0342 | Beds, Electric
A56165 | Stryker Corp Medical Div | S3 | 200100245 | Beds, Electric
A57829 | Stryker Corp Medical Div | Gynnie | 201210058203 | Stretchers, Mobile, Hospital
A57968 | Stryker Corp Medical Div | S3 | 200100708 | Beds, Electric
A57888 | Stryker Corp Medical Div | Prime Zoom 1125 | 2021007300099 | Stretchers, Mobile, Hospital, Radiographic
A57952 | Stryker Corp Medical Div | Prime Zoom 1125 | 1310044790 | Stretchers, Mobile, Hospital, Radiographic
A56252 | Stryker Corp Medical Div | S3 | 200100119 | Beds, Electric
BS25961 | Winco, Inc. | Stretchair S999 | S999100091 | Stretcher/Chairs, Mobile
A48199 | Stryker Corp Medical Div | Prime Zoom 1125 | 1506037143 | Stretchers, Mobile, Hospital, Radiographic
BS32284 | Stryker Corp Medical Div | S3 | 166824 | Beds, Electric
A59507 | Stryker Corp Medical Div | Prime Zoom 1125 | 2021007300222 | Stretchers, Mobile, Hospital, Radiographic
| Stryker Corp Medical Div | TruRize | 2033000300447 | Chairs, Rehabilitation
| Stryker Instruments Div Stryker Corp | S3 | 200100546 | Beds, Electric
A57972 | Stryker Corp Medical Div | S3 | 200100454 | Beds, Electric
A56317 | Stryker Corp Medical Div | S3 | 200100163 | Beds, Electric
A56379 | Stryker Corp Medical Div | S3 | 200100488 | Beds, Electric
A57832 | Stryker Instruments Div Stryker Corp | S3 | 200100280 | Beds, Electric
A57642 | Hillrom Co Inc. | Centrella Smart+ | A136PF2589 | Beds, Electric
A57826 | Stryker Corp Medical Div | S3 | 200100178 | Beds, Electric
A57782 | Stryker Corp Medical Div | Prime Zoom 1125 | 2021007300242 | Stretchers, Mobile, Hospital, Radiographic
A57887 | Stryker Corp Medical Div | Prime Big Wheel 1115 | 1311043354 | Stretchers, Mobile, Hospital
A56336 | Stryker Corp Medical Div | S3 | 200100493 | Beds, Electric
A59540 | Stryker Corp Medical Div | S3 | 200100187 | Beds, Electric
A57843 | Stryker Corp Medical Div | Prime Zoom 1125 | 2021007300104 | Stretchers, Mobile, Hospital, Radiographic
A56349 | Stryker Corp Medical Div | S3 | 200100234 | Beds, Electric
A57785 | Stryker Corp Medical Div | Prime Zoom 1125 | 2020007300099 | Stretchers, Mobile, Hospital, Radiographic
A57517 | Hillrom Co Inc. | Centrella Smart+ | x305ph0350 | Beds, Electric
A59476 | Stryker Corp Medical Div | Prime Zoom 1125 | 1307040180 | Stretchers, Mobile, Hospital, Radiographic
A59658 | Stryker Corp Medical Div | InTouch | U56360 | Beds, Electric
A57944 | Stryker Corp Medical Div | Prime Zoom 1125 | 2020007300078 | Stretchers, Mobile, Hospital, Radiographic
A59481 | Stryker Corp Medical Div | Gynnie | 2021005800202 | Stretchers, Mobile, Hospital
| Stryker Corp Medical Div | TruRize | 2022000300446 | Chairs, Rehabilitation
A59584 | Stryker Corp Medical Div | Prime Zoom 1125 | 1510039452 | Stretchers, Mobile, Hospital, Radiographic
A56035 | Stryker Corp Medical Div | S3 | 200100706 | Beds, Electric
A57740 | Stryker Corp Medical Div | Prime Zoom 1125 | 2021007300123 | Stretchers, Mobile, Hospital, Radiographic
A57647 | Hillrom Co Inc. | Centrella Smart+ | A098PF9279 | Beds, Electric
A59525 | Stryker Instruments Div Stryker Corp | S3 | 200100758 | Beds, Electric
A56057 | Stryker Corp Medical Div | S3 | 200100429 | Beds, Electric
A57595 | Hillrom Co Inc. | Centrella Smart+ | A115PF0583 | Beds, Electric
A57644 | Hillrom Co Inc. | Centrella Smart+ | A136PF2568 | Beds, Electric
A59538 | Stryker Corp Medical Div | S3 | 200100198 | Beds, Electric
A48212 | Stryker Corp Medical Div | Prime Zoom 1125 | 1507035638 | Stretchers, Mobile, Hospital, Radiographic
A56248 | Stryker Corp Medical Div | S3 | 200100552 | Beds, Electric
A57824 | Stryker Corp Medical Div | InTouch | U56374 | Beds, Electric
A59622 | Stryker Corp Medical Div | Prime Zoom 1125 | 20200007300083 | Stretchers, Mobile, Hospital, Radiographic
A65145 | Stryker Corp Medical Div | S3 EX | 200100752 | Beds, Electric
A56019 | Stryker Corp Medical Div | S3 | 200100707 | Beds, Electric
A57851 | Stryker Corp Medical Div | InTouch | U63351 | Beds, Electric
A57664 | Hillrom Co Inc. | Centrella Smart+ | A098PF9305 | Beds, Electric
A57752 | Stryker Instruments Div Stryker Corp | S3 | 200100281 | Beds, Electric
| Olympus America | BF-H190 | Agiliti Olympus scope | Bronchoscopes, Flexible, Video
| Curbell Medical | RAULAND RESPONDER 5 2S16 | Old Nurse Call | NON-CLINICAL EQUIPMENT, CALL CORD
| GE Healthcare | CARESCAPE Gateway | SX925350113TA | Data Interface Units, Physiologic Monitor/Information System
| Richard Wolf Medical Instruments Corp | Panoview | Steris IMS Richard Wolf | Cystoscopes, Rigid
| Stryker Endoscopy Div Stryker Corp | CORE Shaver Console | Steris IMS Stryker Tools | Handpieces, Surgical
| KARL STORZ LITHOTRIPSY-AMERICA, INC. | Hopkins | Steris IMS Karl Storz | Endoscopic Telescopes
| LG Electronics | 24Â" LT572M Series Pro:Centric Hospital TV | UCM925953 | Television Sets, Hospital
| Olympus America | BF-P190 | 2912625 | Bronchoscopes, Flexible, Video
| Olympus America | ENF-V3 | 7120753 | Nasopharyngoscopes, Flexible, Video
| KARL STORZ LITHOTRIPSY-AMERICA, INC. | Hopkins | Karl Storz | Endoscopic Telescopes
| GE Healthcare | Clinical Network Router | SX925390037TA | Network Routers
| Welch Allyn Inc | Otoscope/Ophthalmoscope Desk Charger | NSN | Battery Chargers
| Welch Allyn Inc | Otoscope/Ophthalmoscope Desk Charger | NSN | Battery Chargers
B41858 | GE Healthcare | CARESCAPE Monitor B850 | SNR21020085SA | Monitors, Physiologic, Multipurpose, Bedside, Modular
A57589 | Welch Allyn Inc | Connex Spot Monitor | 21100009931425 | Monitors, Physiologic, Vital Signs
B10047 | GE Healthcare | Aladin2Sevoflurane Vaporizer | BGBZ02277 | Anesthesia Unit Vaporizers
BS22580 | GE Healthcare | CARESCAPE Monitor B850 | SED13300534GA | Monitoring Systems, Physiologic
A57590 | Welch Allyn Inc | Connex Spot Monitor | 21100010651425 | Monitors, Physiologic, Vital Signs
| Detecto - A Division of Cardinal Scale Manufacturing Co. | APEX | E055250051 | Scales, Patient, Floor
A57683 | Welch Allyn Inc | Connex Spot Monitor | 21100010631425 | Monitors, Physiologic, Vital Signs
A57583 | Welch Allyn Inc | Connex Spot Monitor | 21100009751425 | Monitors, Physiologic, Vital Signs
A57588 | Welch Allyn Inc | Connex Spot Monitor | 21100009921425 | Monitors, Physiologic, Vital Signs
A57582 | Welch Allyn Inc | Connex Spot Monitor | 21100010691425 | Monitors, Physiologic, Vital Signs
A57681 | Welch Allyn Inc | Connex Spot Monitor | 21100010711425 | Monitors, Physiologic, Vital Signs
A59360 | GE Healthcare | CARESCAPE Monitor B850 | SNR24490064HA | Monitors, Physiologic, Multipurpose, Bedside, Modular
A57587 | Welch Allyn Inc | Connex Spot Monitor | 21100010591425 | Monitors, Physiologic, Vital Signs
A59124 | Datex-Ohmeda | AISYS CARESTATION CS2 | APWD01319 | Anesthesia Units
A57586 | Welch Allyn Inc | Connex Spot Monitor | 21100009831425 | Monitors, Physiologic, Vital Signs
| GE Healthcare | CARESCAPE Monitor B850 | SNR21020028SA | Monitors, Physiologic, Multipurpose, Bedside, Modular
B12943 | Datex-Ohmeda | Aladin2 Isoflurane Vaporizer | BGAZ00937 | Anesthesia Unit Vaporizers
BS33012 | GE Healthcare | Tec 7 Vaporizer | BEGP03743 | Anesthesia Unit Vaporizers
BN13034 | Biodex Medical Systems, Inc. | MRI Stretcher | 04090946 | Stretchers, Mobile, Hospital, Patient Transfer, MR Conditional Safe
B12992 | GE Healthcare | Aladin 2 Cassette for Suprane (Desflurane) | BGCA00088 | Anesthesia Unit Vaporizers
BS31772 | GE Healthcare | Aladin 2 Cassette for Suprane (Desflurane) | Bgcb00197 | Anesthesia Unit Vaporizers
| Zoll Medical Corp | AED Plus | 21X24L879560 | Defibrillators, External, Automated
| Zoll Medical Corp | AED Plus | 21X24L879359 | Defibrillators, External, Automated
| GE Medical Systems | Corometrics 172 | SNV16285970PAS | Monitors, Physiologic, Fetal, Antepartum, Bedside
| GE Healthcare | CARESCAPE B850 | SNR23360016SA | Monitors, Physiologic, Multipurpose, Bedside, Modular
B12949 | GE Healthcare | Aladin 2 Cassette for Suprane (Desflurane) | BGCZ01334 | Anesthesia Unit Vaporizers
A59176 | STERIS Corp | Amsco Warming Cabinet | 0427424283 | Warming Units, Multipurpose
| Precision Medical Inc | EasyGo Vac PM65 | 924870 | Aspirators, Airway
| Welch Allyn Inc | Otoscope/Ophthalmoscope Desk Charger | NSN | Battery Chargers
B41859 | GE Healthcare | CARESCAPE Monitor B850 | SNR21010050SA | Monitors, Physiologic, Multipurpose, Bedside, Modular
B12967 | Datex-Ohmeda | Aladin2 Isoflurane Vaporizer | BGAA00035 | Anesthesia Unit Vaporizers
B12970 | Datex-Ohmeda | Aladin2 Isoflurane Vaporizer | BGAA00015 | Anesthesia Unit Vaporizers
B42872 | Datex-Ohmeda | Aladin2 Desflurane Vaporizer | BGCM00449 | Anesthesia Unit Vaporizers
B12981 | GE Healthcare | E-sCAiO Module | SGV20420119HA | Physiologic Monitor Modules, Multiparameter
| Detecto - A Division of Cardinal Scale Manufacturing Co. | APEX | E055250086 | Scales, Patient, Floor
| Welch Allyn Inc | Otoscope/Ophthalmoscope Desk Charger | NSN | Battery Chargers
| Zoll Medical Corp | AED Plus | 21X24L879284 | Defibrillators, External, Automated
B16931 | Seca Corp | seca 882 | 100000000792481 | Scales, Patient, Floor
| Allied Healthcare Products, Inc. | G180 OptiVac | NSN | Aspirators, Airway
| Datex-Ohmeda | Aladin2 Isoflurane Vaporizer | BGAC00626 | Anesthesia Unit Vaporizers
B12976 | Datex-Ohmeda | Aladin2 Isoflurane Vaporizer | BGAA00011 | Anesthesia Unit Vaporizers
B12998 | Datex-Ohmeda | AISYS CARESTATION CS2 | APWZ03061 | Anesthesia Units
B41860 | GE Healthcare | CARESCAPE Monitor B850 | SNR21020027SA | Monitors, Physiologic, Multipurpose, Bedside, Modular
B12955 | GE Healthcare | Aladin2Sevoflurane Vaporizer | BGBZ02322 | Anesthesia Unit Vaporizers
B12983 | Datex-Ohmeda | AISYS CARESTATION CS2 | APWZ03064 | Anesthesia Units
B10048 | GE Healthcare | Aladin 2 Cassette for Suprane (Desflurane) | BGCZ01368 | Anesthesia Unit Vaporizers
| GE Healthcare | CARESCAPE Monitor B850 | SKA15250276SA | Monitoring Systems, Physiologic
B12929 | GE Healthcare | E-sCAiO Module | SGV20450003HA | Physiologic Monitor Modules, Multiparameter
B12986 | Datex-Ohmeda | Aladin2 Isoflurane Vaporizer | BGAA00002 | Anesthesia Unit Vaporizers
BN28851 | GE Healthcare | E-sCAiO Module | SGV15410199HA | Physiologic Monitor Modules, Multiparameter
B12994 | Datex-Ohmeda | AISYS CARESTATION CS2 | APWZ03071 | Anesthesia Units
B12941 | Datex-Ohmeda | Aladin2 Isoflurane Vaporizer | BGAA00024 | Anesthesia Unit Vaporizers
B12989 | GE Healthcare | E-sCAiO Module | SGV20420179HA | Physiologic Monitor Modules, Multiparameter
B12982 | GE Healthcare | E-sCAiO Module | SGV20420180HA | Physiologic Monitor Modules, Multiparameter
BS30047 / A49952 | Datex-Ohmeda | AISYS CARESTATION CS2 | APWX02339 | Anesthesia Units
B12958 | Datex-Ohmeda | AISYS CARESTATION CS2 | APWZ03060 | Anesthesia Units
B12931 | GE Healthcare | E-sCAiO Module | SGV20420002HA | Physiologic Monitor Modules, Multiparameter
BS34560 | Datex-Ohmeda | AISYS CARESTATION CS2 | APWB00558 | Anesthesia Units
| Physio-Control a division of Stryker | LUCAS 3 | 3524KG07 | Resuscitators, Cardiac
B41139 | Datex-Ohmeda | AISYS CARESTATION CS2 | APWZ03065 | Anesthesia Units
B41140 | GE Healthcare | E-sCAiO Module | SGV20410112HA | Physiologic Monitor Modules, Multiparameter
B41149 | Datex-Ohmeda | AISYS CARESTATION CS2 | APWZ03055 | Anesthesia Units
B12968 | GE Healthcare | Aladin 2 Cassette for Suprane (Desflurane) | BGCA00051 | Anesthesia Unit Vaporizers
A109970 | Datex-Ohmeda | AISYS CARESTATION CS2 | APWC02405 | Anesthesia Units
| Datex-Ohmeda | AISYS CARESTATION CS2 | APWV02105 | Anesthesia Units
| GE Healthcare | E-sCAiO Module | SGV22070065HA | Physiologic Monitor Modules, Multiparameter
B12947 | GE Healthcare | Aladin 2 Cassette for Suprane (Desflurane) | BGCA00053 | Anesthesia Unit Vaporizers
B12951 | GE Healthcare | Aladin 2 Cassette for Suprane (Desflurane) | BGCZ01091 | Anesthesia Unit Vaporizers
| GE Healthcare | CARESCAPE Monitor B850 | SNR21020102SA | Monitors, Physiologic, Multipurpose, Bedside, Modular
BS30111 | Zoll Medical Corp | R Series PLUS | AF19A090778 | Defibrillators, External, Automated
| GE Healthcare | E-sCAiO Module | SUA24134009HA | Physiologic Monitor Modules, Multiparameter
| GE Healthcare | CARESCAPE Monitor B850 | SPM18390017SA | Monitoring Systems, Physiologic
B41155 | GE Healthcare | Aladin2Sevoflurane Vaporizer | BGBZ02312 | Anesthesia Unit Vaporizers
BS30069 | Zoll Medical Corp | R Series PLUS | AF19A090770 | Defibrillators, External, Automated
B12962 | Datex-Ohmeda | AISYS CARESTATION CS2 | APWZ03053 | Anesthesia Units
BS30653 | Zoll Medical Corp | R Series PLUS | AF19C093818 | Defibrillators, External, Automated
BS30065 | Zoll Medical Corp | R Series PLUS | AF19A090777 | Defibrillators, External, Automated
BS30083 | Zoll Medical Corp | R Series PLUS | AF19A090790 | Defibrillators, External, Automated
B12973 | Datex-Ohmeda | Aladin2 Isoflurane Vaporizer | BGAZ00887 | Anesthesia Unit Vaporizers
| GE Healthcare | E-sCAiO Module | SUA21260029HA | Physiologic Monitor Modules, Multiparameter
| GE Healthcare | CARESCAPE Monitor B850 | SNR21010047SA | Monitors, Physiologic, Multipurpose, Bedside, Modular
B32012 | Datex-Ohmeda | Aladin2 Isoflurane Vaporizer | BGAK00528 | Anesthesia Unit Vaporizers
B41144 | Datex-Ohmeda | AISYS CARESTATION CS2 | APWZ03075 | Anesthesia Units
B12946 | Datex-Ohmeda | Aladin2 Isoflurane Vaporizer | BGAZ00936 | Anesthesia Unit Vaporizers
BN26783 | GE Healthcare | Aladin2Sevoflurane Vaporizer | BGBU00961 | Anesthesia Unit Vaporizers
| GE Healthcare | Aladin2Sevoflurane Vaporizer | BGBC00584 | Anesthesia Unit Vaporizers
| Ohio Medical Corporation | Intermittent/Continuous Vacuum Regulator | JGGP17296 | Regulators, Suction
BS23481 | LEVEL 1 TECHNOLOGIES | TEMP CHECK DSTA-40 | 20030054 | Thermometers, Electronic
BS30103 | Zoll Medical Corp | R Series PLUS | AF18L090314 | Defibrillators, External, Automated
B12972 | GE Healthcare | Aladin2Sevoflurane Vaporizer | BGBZ02309 | Anesthesia Unit Vaporizers
B12984 | GE Healthcare | E-sCAiO Module | SGV20410076HA | Physiologic Monitor Modules, Multiparameter
BS23912 | GE Healthcare | CARESCAPE Monitor B650 | SK415491328HA | Monitoring Systems, Physiologic
B12933 | GE Healthcare | E-sCAiO Module | SGV20210204HE | Physiologic Monitor Modules, Multiparameter
B12980 | GE Healthcare | E-sCAiO Module | SGV20410197HA | Physiologic Monitor Modules, Multiparameter
B12977 | GE Healthcare | Aladin 2 Cassette for Suprane (Desflurane) | BGCA00087 | Anesthesia Unit Vaporizers
B41143 | GE Healthcare | Aladin 2 Cassette for Suprane (Desflurane) | BGCA00089 | Anesthesia Unit Vaporizers
B12957 | GE Healthcare | Aladin 2 Cassette for Suprane (Desflurane) | BGCA00047 | Anesthesia Unit Vaporizers
| GE Healthcare | Aladin 2 Cassette for Suprane (Desflurane) | BGCD00202 | Anesthesia Unit Vaporizers
B41157 | GE Healthcare | Aladin 2 Cassette for Suprane (Desflurane) | BGCA00048 | Anesthesia Unit Vaporizers
B12948 | GE Healthcare | Aladin 2 Cassette for Suprane (Desflurane) | BGCA00075 | Anesthesia Unit Vaporizers
B41153 | GE Healthcare | E-sCAiO Module | SGV20420011HA | Physiologic Monitor Modules, Multiparameter
BS30106 | Zoll Medical Corp | R Series PLUS | AF19A091159 | Defibrillators, External, Automated
B10033 | GE Healthcare | Aladin 2 Cassette for Suprane (Desflurane) | BGCZ01329 | Anesthesia Unit Vaporizers
B10038 | GE Healthcare | Aladin 2 Cassette for Suprane (Desflurane) | BGCZ01328 | Anesthesia Unit Vaporizers
BS23480 | HOTLINE | TEMP CHECK HLTA-40 | 20010187 | Thermometers, Electronic
B10028 | GE Healthcare | Aladin 2 Cassette for Suprane (Desflurane) | BGCZ01384 | Anesthesia Unit Vaporizers
B10023 | GE Healthcare | Aladin 2 Cassette for Suprane (Desflurane) | BGCZ01342 | Anesthesia Unit Vaporizers
B12979 | GE Healthcare | E-sCAiO Module | SGV20410096HA | Physiologic Monitor Modules, Multiparameter
B12971 | GE Healthcare | Aladin 2 Cassette for Suprane (Desflurane) | BGCA00045 | Anesthesia Unit Vaporizers
B41854 | GE Healthcare | CARESCAPE Monitor B850 | SNR21020087SA | Monitors, Physiologic, Multipurpose, Bedside, Modular
185600 | GE Healthcare | E-sCAiO Module | 5UA21270086HA | Physiologic Monitor Modules, Multiparameter
B41158 | Datex-Ohmeda | Aladin2 Isoflurane Vaporizer | BGAM00289 | Anesthesia Unit Vaporizers
B12988 | Datex-Ohmeda | AISYS CARESTATION CS2 | APWZ03074 | Anesthesia Units
B12934 | GE Healthcare | E-sCAiO Module | SGV20400138HA | Physiologic Monitor Modules, Multiparameter
A57728 | Welch Allyn Inc | Connex Spot Monitor | 100020450326 | Monitors, Physiologic, Vital Signs
B12987 | GE Healthcare | Aladin 2 Cassette for Suprane (Desflurane) | BGCA00031 | Anesthesia Unit Vaporizers
B12954 | GE Healthcare | E-sCAiO Module | SGV20450053HA | Physiologic Monitor Modules, Multiparameter
BS31773 | Datex-Ohmeda | Aladin2 Isoflurane Vaporizer | BGAB00062 | Anesthesia Unit Vaporizers
B12952 | GE Healthcare | Aladin 2 Cassette for Suprane (Desflurane) | BGCZ01349 | Anesthesia Unit Vaporizers
B10032 | GE Healthcare | Aladin2Sevoflurane Vaporizer | BGBZ02338 | Anesthesia Unit Vaporizers
B41160 | GE Healthcare | Aladin2Sevoflurane Vaporizer | BGBX00255 | Anesthesia Unit Vaporizers
| Datex-Ohmeda | Aladin2 Isoflurane Vaporizer | BGAQ00730 | Anesthesia Unit Vaporizers
| Boston Scientific Corporation | LATITUDE Wireless Communicator | 026480 | Programmer/Testers, Implantable Cardiac Pacemaker
| GE Healthcare | E-sCAiO Module | SUA24344186HA | Physiologic Monitor Modules, Multiparameter
BS29576 | GE Healthcare | E-sCAiO Module | SGV18370096HA | Physiologic Monitor Modules, Multiparameter
B10767 | GE Healthcare | E-sCAiO Module | SGV15410187HA | Physiologic Monitor Modules, Multiparameter
A59003 | GE Healthcare | CARESCAPE PDM Patient Data Module | SPX23260113SA | Physiologic Monitor Modules, Multiparameter
| Tripp Lite | SmartPro 120V 1.5kVA 1.35kW Line-Interactive Sine Wave UPS | 3211GYOSM820600213 | Power Systems, Electrical, Uninterruptible
BS33307 | GE Healthcare | CARESCAPE PDM Patient Data Module | SPX19310462SA | Physiologic Monitor Modules, Multiparameter
BS30140 | Welch Allyn Inc | Vital Signs Monitor 300 Series | JA061983 | Monitors, Physiologic, Vital Signs
BS20489 | Welch Allyn Inc | Connex Vital Signs Monitor 6000 Series | 103004174913 | Monitors, Physiologic, Vital Signs
| GE Healthcare | Aladin2Sevoflurane Vaporizer | BGBD00569 | Anesthesia Unit Vaporizers
BL22725 | GE Healthcare | Aladin2Sevoflurane Vaporizer | BGBX00246 | Anesthesia Unit Vaporizers
BL22730 | GE Healthcare | Aladin2Sevoflurane Vaporizer | BGBX00238 | Anesthesia Unit Vaporizers
BN28520 | Ohio Medical Corporation | Intermittent/Continuous Vacuum Regulator | GFFV09494 | Regulators, Suction
| Datex-Ohmeda | Aladin2 Desflurane Vaporizer | BGCA00052 | Anesthesia Unit Vaporizers
A57577 | IRadimed Corp | MRidium 3861 Sidecar | IR61105685 | Infusion Pumps, Multitherapy, Large Volume, MRI Safe/Conditional
| Welch Allyn Inc | Tycos 509 | 240215092510 | Sphygmomanometers, Aneroid
| Medtronic Inc | CareLink SmartSync | RFA046761A | Testers, Impedance, Electrode/Lead/Cable, Electrocardiography
BS4682 | Datex-Ohmeda | Aestiva/5 7900 | AMTJ00174 | Anesthesia Units
| GE Healthcare | E-sCAiO Module | SGV20410083HA | Physiologic Monitor Modules, Multiparameter
BS25066 | Philips Healthcare | Expression MR400 | US53200754 | Monitors, Physiologic, Multipurpose, MRI Safe/Conditional
| PEDIGO | P-2010 | 3290055-12 | Warming Units, Blanket
Bs20574 | Ivy Biomedical Systems Inc | Cardiac Trigger Monitor 3150 | 14030723 | Monitors, Physiologic, Electrocardiography, Bedside
| Welch Allyn Inc | Connex Spot Monitor | 100003742524 | Monitors, Physiologic, Vital Signs
| Welch Allyn Inc | Connex Spot Monitor | 100003902524 | Monitors, Physiologic, Vital Signs
B12960 | Datex-Ohmeda | AISYS CARESTATION CS2 | APWZ03073 | Anesthesia Units
| Datex-Ohmeda | Aladin2 Desflurane Vaporizer | BGCE00323 | Anesthesia Unit Vaporizers
B12999 | Datex-Ohmeda | AISYS CARESTATION CS2 | APWZ03070 | Anesthesia Units
B41862 | GE Healthcare | CARESCAPE Monitor B850 | SKA15250258SA | Monitoring Systems, Physiologic
B12940 | GE Healthcare | Aladin2Sevoflurane Vaporizer | BGBZ02291 | Anesthesia Unit Vaporizers
| Datex-Ohmeda | Aladin2 Desflurane Vaporizer | BGCD00600 | Anesthesia Unit Vaporizers
| GE Healthcare | Aladin2Sevoflurane Vaporizer | BGBD01671 | Anesthesia Unit Vaporizers
| Datex-Ohmeda | Aladin2 Isoflurane Vaporizer | BGAD00773 | Anesthesia Unit Vaporizers
B12938 | GE Healthcare | Aladin2Sevoflurane Vaporizer | BGBZ02250 | Anesthesia Unit Vaporizers
B12953 | Datex-Ohmeda | AISYS CARESTATION CS2 | APWZ03072 | Anesthesia Units
B12993 | GE Healthcare | Aladin2Sevoflurane Vaporizer | BGBZ02415 | Anesthesia Unit Vaporizers
| GE Healthcare | E-sCAiO Module | SUA25274014HA | Physiologic Monitor Modules, Multiparameter
bs24891 | GE Healthcare | CARESCAPE B850 | SKA15382072SR | Monitors, Physiologic, Multipurpose, Bedside, Modular
| Datex-Ohmeda | Aladin2 Desflurane Vaporizer | BGCE00090 | Anesthesia Unit Vaporizers
A57401 | DIVA Laboratories Ltd | RGP1823AM | TW351PO711 | Auxiliary Displays, Touchscreen
| Datex-Ohmeda | Aladin2 Desflurane Vaporizer | BGCE00089 | Anesthesia Unit Vaporizers
| GE Healthcare | E-sCAiO Module | SUA23254071HA | Physiologic Monitor Modules, Multiparameter
B12944 | Datex-Ohmeda | Aladin2 Isoflurane Vaporizer | BGAA00010 | Anesthesia Unit Vaporizers
| GE Healthcare | Tec 850 Isoflurane Vaporizer | SQAD01281 | Anesthesia Unit Vaporizers
A59359 | Datex-Ohmeda | AISYS CARESTATION CS2 | APWD02655 | Anesthesia Units
BS31774 | GE Healthcare | Aladin2Sevoflurane Vaporizer | BGBB00157 | Anesthesia Unit Vaporizers
B12975 | GE Healthcare | Aladin2Sevoflurane Vaporizer | BGBZ02321 | Anesthesia Unit Vaporizers
BL22727 | GE Healthcare | Aladin2Sevoflurane Vaporizer | BGBX00257 | Anesthesia Unit Vaporizers
BS31779 | GE Healthcare | CARESCAPE Monitor B850 | SNR21380076SA | Monitors, Physiologic, Multipurpose, Bedside, Modular
B12965 | GE Healthcare | Aladin 2 Cassette for Suprane (Desflurane) | BGCA00046 | Anesthesia Unit Vaporizers
B41154 | Datex-Ohmeda | AISYS CARESTATION CS2 | APWZ03062 | Anesthesia Units
B12936 | GE Healthcare | Aladin2Sevoflurane Vaporizer | BGBZ02329 | Anesthesia Unit Vaporizers
B10043 | GE Healthcare | Aladin 2 Cassette for Suprane (Desflurane) | BGCZ01337 | Anesthesia Unit Vaporizers
| Datex-Ohmeda | Aladin2 Desflurane Vaporizer | BGCE00337 | Anesthesia Unit Vaporizers
B12959 | Datex-Ohmeda | AISYS CARESTATION CS2 | APWZ03054 | Anesthesia Units
| Brandt Industries | LM729-15 | 197729 | Lights, Examination
| Allied Healthcare Products, Inc. | G180 OptiVac | NSN | Aspirators, Airway
| Allied Healthcare Products, Inc. | G180 OptiVac | NSN | Aspirators, Airway
| The Brewer Company | ECO-SERIES | EC006702 | Lights, Examination, Stand-Alone
BN25319 | Seca Corp | seca 634 | 5703265145456 | Scales, Patient, Platform, Electronic
| Joerns Healthcare | Hoyer HPL700 | 999473 | Lifts, Patient Transfer
| Allied Healthcare Products, Inc. | G180 OptiVac | NSN | Aspirators, Airway
| Allied Healthcare Products, Inc. | G180 OptiVac | NSN | Aspirators, Airway
BN22968 | Detecto - A Division of Cardinal Scale Manufacturing Co. | 758C | E35510-0186 | Scales, Patient, Floor
BS25347 | Drive DeVilbiss Healthcare Inc | 18600 | 822383111377 | Aspirators, Airway
bn22965 | Ohio Medical Corporation | Intermittent Suction Unit | GFFK30150 | Regulators, Suction
A59002 | GE Healthcare | CARESCAPE B450 | SNT23242505SA | Monitors, Physiologic, Multipurpose, Bedside, Modular
| MRIMED | MRI LED Mobile Exam Light | 2312004 | Lights, Examination, Stand-Alone
| AccuVein | AccuVein AV500 | AV21220061 | Vein Finders, Infrared Light
| AccuVein | AccuVein AV500 | AV24050063 | Vein Finders, Infrared Light
BS30075 | Zoll Medical Corp | R Series PLUS | AF19A090791 | Defibrillators, External, Automated
BS30097 / A47453 | Zoll Medical Corp | R Series PLUS | AF19A091176 | Defibrillators, External, Automated
| Hill-Rom Services, Inc. | NURSE CALL CONSOLE | Nurse Call Radiology/CT/MRI | Hospital Communication Systems, Nurse Call
| Brandt Industries | LM729-15 | 197731 | Lights, Examination
A59000 | GE Healthcare | CARESCAPE B450 | SNT23242472SA | Monitors, Physiologic, Multipurpose, Bedside, Modular
BS30079 | Zoll Medical Corp | R Series PLUS | AF19A090774 | Defibrillators, External, Automated
BS30124 | Zoll Medical Corp | R Series PLUS | AF19A090794 | Defibrillators, External, Automated
| The Brewer Company | ECO-SERIES | EC006704 | Lights, Examination, Stand-Alone
A59001 | GE Healthcare | CARESCAPE PDM Patient Data Module | SPX23260112SA | Physiologic Monitor Modules, Multiparameter
| The Brewer Company | ECO-SERIES | EC006698 | Lights, Examination, Stand-Alone
| Brandt Industries | LM729-15 | 197733 | Lights, Examination
BS30094 | Zoll Medical Corp | R Series PLUS | AF19A091164 | Defibrillators, External, Automated
| Allied Healthcare Products, Inc. | G180 OptiVac | NSN | Aspirators, Airway
A57579 | IRadimed Corp | MRidium 3865 | IR65104851 | Controllers, Infusion Pump, Remote
B12995 | Datex-Ohmeda | AISYS CARESTATION CS2 | APWZ03063 | Anesthesia Units
B17152 | Biodex Medical Systems, Inc. | Ultra Pro | 22014354 | Tables, Imaging, Ultrasound
B38541 | GE Healthcare | CARESCAPE Monitor B850 | SKA14436527GA | Monitoring Systems, Physiologic
A57578 | IRadimed Corp | MRidium 3865 | IR65104849 | Controllers, Infusion Pump, Remote
BN21591 | Heritage Medical Products, Inc | SonoBed Power Exam | 1351 | Tables, Imaging, Ultrasound
B12978 | GE Healthcare | E-sCAiO Module | SGV20420144HA | Physiologic Monitor Modules, Multiparameter
BS32478 | CIVCO Medical Soluctions | CAB-VR Storage System | 140-01073 | Cabinets, Storage, Endoscope
A57575 | IRadimed Corp | MRidium 3861 Sidecar | IR61105687 | Infusion Pumps, Multitherapy, Large Volume, MRI Safe/Conditional
bn18526 | Biodex Medical Systems, Inc. | Ultra Pro | 13052615-c | Tables, Imaging, Ultrasound
A57573 | IRadimed Corp | MRidium 3861 Sidecar | IR61105686 | Infusion Pumps, Multitherapy, Large Volume, MRI Safe/Conditional
A57576 | IRadimed Corp | MRidium 3860+ MRI | IR60107168 | Infusion Pumps, Multitherapy, Large Volume, MRI Safe/Conditional
A57574 | IRadimed Corp | MRidium 3860+ MRI | IR60107167 | Infusion Pumps, Multitherapy, Large Volume, MRI Safe/Conditional
| GE Healthcare | Tec 850 Isoflurane Vaporizer | SQAD01286 | Anesthesia Unit Vaporizers
A57572 | IRadimed Corp | MRidium 3860+ MRI | IR60107169 | Infusion Pumps, Multitherapy, Large Volume, MRI Safe/Conditional
B12996 | Datex-Ohmeda | AISYS CARESTATION CS2 | APWZ03052 | Anesthesia Units
B41148 | GE Healthcare | Aladin 2 Cassette for Suprane (Desflurane) | BGCA00043 | Anesthesia Unit Vaporizers
BS25436 | Philips Healthcare | Expression MR400 | US53202039 | Monitors, Physiologic, Multipurpose, MRI Safe/Conditional
B12966 | GE Healthcare | Aladin2Sevoflurane Vaporizer | BGBZ02351 | Anesthesia Unit Vaporizers
B41855 | GE Healthcare | CARESCAPE Monitor B850 | SNR21010053SA | Monitors, Physiologic, Multipurpose, Bedside, Modular
B12956 | Datex-Ohmeda | Aladin2 Isoflurane Vaporizer | BGAZ00951 | Anesthesia Unit Vaporizers
| GE Healthcare | CARESCAPE Monitor B850 | SNR21020108SA | Monitors, Physiologic, Multipurpose, Bedside, Modular
BS32480 | CIVCO Medical Soluctions | CAB-VR Storage System | 140-01074 | Cabinets, Storage, Endoscope
B41156 | Datex-Ohmeda | Aladin2 Isoflurane Vaporizer | BGAA00013 | Anesthesia Unit Vaporizers
B12935 | GE Healthcare | Aladin2Sevoflurane Vaporizer | BGBZ02286 | Anesthesia Unit Vaporizers
BS32479 | CIVCO Medical Soluctions | CAB-VR Storage System | 140-01072 | Cabinets, Storage, Endoscope
BS-25068 | Invivo | Expression IP5 | US51902804 | Information Systems, Data Management, Patient Portal
B24320 | Biodex Medical Systems, Inc. | Ultra Pro | 18103653 | Tables, Imaging, Ultrasound
BS25065 | Philips Healthcare | Expression MR400 | US53200755 | Monitors, Physiologic, Multipurpose, MRI Safe/Conditional
B41856 | GE Healthcare | CARESCAPE Monitor B850 | SNR20290151SA | Monitors, Physiologic, Multipurpose, Bedside, Modular
| GE Healthcare | E-sCAiO Module | SUA25294028HA | Physiologic Monitor Modules, Multiparameter
BS32481 | CIVCO Medical Soluctions | CAB-VR Storage System | 140-01075 | Cabinets, Storage, Endoscope
| Biodex Medical Systems, Inc. | MRI Stretcher | 0508051 | Stretchers, Mobile, Hospital, Patient Transfer, MR Conditional Safe
BS34151 | Cone Instruments Inc | Ultrasound Transducer Storage Cabinet | N/A | Cabinets, Storage
A59759 | Biodex Medical Systems, Inc. | Ultra Pro | 260311-T00295 | Tables, Imaging, Ultrasound
B41848 | GE Healthcare | CARESCAPE Monitor B850 | SNR21020100SA | Monitors, Physiologic, Multipurpose, Bedside, Modular
B12932 | GE Healthcare | E-sCAiO Module | SGV20410065HA | Physiologic Monitor Modules, Multiparameter
| GE Healthcare | E-sCAiO Module | SUA21270084HA | Physiologic Monitor Modules, Multiparameter
| Biodex Medical Systems, Inc. | Echo/Vasc Ultrasound Table | 19060286 | Tables, Imaging, Ultrasound
A59760 | Biodex Medical Systems, Inc. | Ultra Pro | 260327-T00311 | Tables, Imaging, Ultrasound
| CIVCO Medical Soluctions | CAB-VR Storage System | 140-01623 | Cabinets, Storage, Endoscope
| GE Healthcare | CARESCAPE Monitor B850 | SNR21010052SA | Monitors, Physiologic, Multipurpose, Bedside, Modular
B12991 | Datex-Ohmeda | Aladin2 Isoflurane Vaporizer | BGAA00009 | Anesthesia Unit Vaporizers
A57580 | IRadimed Corp | MRidium 3865 | IR65104850 | Controllers, Infusion Pump, Remote
| PEDIGO | P-2010 | 3148117-23 | Warming Units, Blanket
B41145 | GE Healthcare | E-sCAiO Module | SGV20400016HA | Physiologic Monitor Modules, Multiparameter
| GE Healthcare | CARESCAPE Monitor B850 | SNR23170071SA | Monitors, Physiologic, Multipurpose, Bedside, Modular
B12974 | GE Healthcare | Aladin 2 Cassette for Suprane (Desflurane) | BGCA00091 | Anesthesia Unit Vaporizers
B38342 | GE Healthcare | Aladin2Sevoflurane Vaporizer | BGBR01772 | Anesthesia Unit Vaporizers
BL23504 | GE Healthcare | Tec 7 Vaporizer | BEGJ03136 | Anesthesia Unit Vaporizers
B12945 | Datex-Ohmeda | Aladin2 Isoflurane Vaporizer | BGAZ00938 | Anesthesia Unit Vaporizers
| GE Healthcare | Tec 850 Sevoflurane Vaporizer | SQBE01424 | Anesthesia Unit Vaporizers
| GE Healthcare | Aladin 2 Cassette for Suprane (Desflurane) | BGCC00441 | Anesthesia Unit Vaporizers
| GE Healthcare | CARESCAPE Monitor B850 | SNR21020107SA | Monitors, Physiologic, Multipurpose, Bedside, Modular
B12961 | Datex-Ohmeda | AISYS CARESTATION CS2 | APWZ03056 | Anesthesia Units
| Datex-Ohmeda | Aladin2 Isoflurane Vaporizer | BGAD00285 | Anesthesia Unit Vaporizers
| Allied Healthcare Products, Inc. | G180 OptiVac | NSN | Aspirators, Airway
Bs13661 | Hamilton Bell Co., Inc. | Vanguard V6500 | 135334 | Centrifuges, Tabletop, Low-Speed, Nonrefrigerated
A57682 | Welch Allyn Inc | Connex Spot Monitor | 21100010661425 | Monitors, Physiologic, Vital Signs
| Zoll Medical Corp | AED Plus | 21X23L770886 | Defibrillators, External, Automated
A57591 | Welch Allyn Inc | Connex Spot Monitor | 21100010641425 | Monitors, Physiologic, Vital Signs
B12997 | Datex-Ohmeda | AISYS CARESTATION CS2 | APWZ03066 | Anesthesia Units
BS30093 | Zoll Medical Corp | R Series PLUS | AF19A091173 | Defibrillators, External, Automated
BS24894 | GE Healthcare | CARESCAPE Monitor B850 | SKA16065005SR | Monitoring Systems, Physiologic
B41851 | GE Healthcare | CARESCAPE Monitor B850 | SNR21010054SA | Monitors, Physiologic, Multipurpose, Bedside, Modular
A57402 | DIVA Laboratories Ltd | RGP1823AM | TW351PO773 | Auxiliary Displays, Touchscreen
| Detecto - A Division of Cardinal Scale Manufacturing Co. | APEX | E055250043 | Scales, Patient, Floor
A57592 | Welch Allyn Inc | Connex Spot Monitor | 21100010621425 | Monitors, Physiologic, Vital Signs
BN20150 | PEDIGO | P-2010 | 717981-000 | Warming Units, Blanket
A62636 | BD | Alaris Pump Module | 17033412 | Infusion Pumps, Multitherapy
A61595 | BD | Alaris Pump Module | 17030902 | Infusion Pumps, Multitherapy
A63856 | BD | Alaris Pump Module | 17036231 | Infusion Pumps, Multitherapy
bn24747 | Currie Medical Specialties Inc. | Alternating Leg Pressure (ALP) with ALP 501 | 26694 | Circulatory Assist Units, Peripheral Compression, Intermittent
A62394 | BD | Alaris Pump Module | 17033646 | Infusion Pumps, Multitherapy
A61681 | BD | Alaris Pump Module | 17032814 | Infusion Pumps, Multitherapy
A62306 | BD | Alaris Pump Module | 16999134 | Infusion Pumps, Multitherapy
A63857 | BD | Alaris Pump Module | 17037024 | Infusion Pumps, Multitherapy
A63198 | BD | Alaris Pump Module | 17008026 | Infusion Pumps, Multitherapy
A61349 | BD | Medley Syringe Module | 17026556 | Infusion Pumps, Multitherapy
A61717 | BD | Alaris Pump Module | 17033866 | Infusion Pumps, Multitherapy
BN24294 | Currie Medical Specialties Inc. | Alternating Leg Pressure (ALP) with ALP 501 | 3944 | Circulatory Assist Units, Peripheral Compression, Intermittent
A62632 | BD | Alaris Pump Module | 17034162 | Infusion Pumps, Multitherapy
A62538 | BD | Alaris Pump Module | 17035020 | Infusion Pumps, Multitherapy
A62416 | BD | Alaris Pump Module | 17032660 | Infusion Pumps, Multitherapy
A62316 | BD | Alaris Pump Module | 16997826 | Infusion Pumps, Multitherapy
BN22408 | Currie Medical Specialties Inc. | Alternating Leg Pressure (ALP) with ALP 501 | 3687 | Circulatory Assist Units, Peripheral Compression, Intermittent
BN13671 | Currie Medical Specialties Inc. | Alternating Leg Pressure (ALP) with ALP 501 | 12119 | Circulatory Assist Units, Peripheral Compression, Intermittent
A62016 | BD | Alaris Pump Module | 17032780 | Infusion Pumps, Multitherapy
A63281 | BD | Alaris Pump Module | 17021712 | Infusion Pumps, Multitherapy
A63234 | BD | Alaris Pump Module | 17022496 | Infusion Pumps, Multitherapy
| Currie Medical Specialties Inc. | Alternating Leg Pressure (ALP) with ALP 501 | 4048 | Circulatory Assist Units, Peripheral Compression, Intermittent
BN29407 | Currie Medical Specialties Inc. | Alternating Leg Pressure (ALP) with ALP 501 | 4953 | Circulatory Assist Units, Peripheral Compression, Intermittent
A63395 | BD | Alaris Pump Module | 17008794 | Infusion Pumps, Multitherapy
A62466 | BD | Alaris Pump Module | 17034647 | Infusion Pumps, Multitherapy
BN26640 | Currie Medical Specialties Inc. | Alternating Leg Pressure (ALP) with ALP 501 | 6157 | Circulatory Assist Units, Peripheral Compression, Intermittent
A63801 | BD | Alaris Pump Module | 17036787 | Infusion Pumps, Multitherapy
A62409 | BD | Alaris Pump Module | 17032055 | Infusion Pumps, Multitherapy
A62426 | BD | Alaris Pump Module | 17000097 | Infusion Pumps, Multitherapy
A61832 | BD | Alaris Pump Module | 17033750 | Infusion Pumps, Multitherapy
BN18896 | Currie Medical Specialties Inc. | Alternating Leg Pressure (ALP) with ALP 501 | 6591 | Circulatory Assist Units, Peripheral Compression, Intermittent
BN18933 | Currie Medical Specialties Inc. | Alternating Leg Pressure (ALP) with ALP 501 | 6652 | Circulatory Assist Units, Peripheral Compression, Intermittent
A61965 | BD | Alaris Pump Module | 17033660 | Infusion Pumps, Multitherapy
| Currie Medical Specialties Inc. | Alternating Leg Pressure (ALP) with ALP 501 | 26697 | Circulatory Assist Units, Peripheral Compression, Intermittent
BN29152 | Currie Medical Specialties Inc. | Alternating Leg Pressure (ALP) with ALP 501 | 7524 | Circulatory Assist Units, Peripheral Compression, Intermittent
A62383 | BD | Alaris Pump Module | 16998566 | Infusion Pumps, Multitherapy
A62655 | BD | Alaris Pump Module | 17036082 | Infusion Pumps, Multitherapy
| CARDINAL HEALTH | Kangaroo OMNI | 21KS24W0050396 | Infusion Pumps, Enteral Feeding
BN18946 | Currie Medical Specialties Inc. | Alternating Leg Pressure (ALP) with ALP 501 | 25280 | Circulatory Assist Units, Peripheral Compression, Intermittent
a61526 | BD | Alaris Pump Module | 17035656 | Infusion Pumps, Multitherapy
BN24474 | Currie Medical Specialties Inc. | Alternating Leg Pressure (ALP) with ALP 501 | 17568 | Circulatory Assist Units, Peripheral Compression, Intermittent
A61629 | BD | Alaris Pump Module | 17036683 | Infusion Pumps, Multitherapy
A62103 | BD | Alaris PC | 16897902 | Controllers, Infusion Pump Systems, Programmable
A62339 | BD | Alaris Pump Module | 17001209 | Infusion Pumps, Multitherapy
A62069 | BD | Alaris Pump Module | 17032673 | Infusion Pumps, Multitherapy
A63561 | BD | Alaris Pump Module | 17035991 | Infusion Pumps, Multitherapy
A62112 | BD | Alaris PC | 16897261 | Controllers, Infusion Pump Systems, Programmable
A63088 | BD | Alaris PC | 16891185 | Controllers, Infusion Pump Systems, Programmable
A62402 | BD | Alaris Pump Module | 17000868 | Infusion Pumps, Multitherapy
| Currie Medical Specialties Inc. | Alternating Leg Pressure (ALP) with ALP 501 | 21117 | Circulatory Assist Units, Peripheral Compression, Intermittent
A63960 | BD | Alaris Pump Module | 17034560 | Infusion Pumps, Multitherapy
A61999 | BD | Alaris PC | 17020113 | Controllers, Infusion Pump Systems, Programmable
A61618 | BD | Alaris Pump Module | 17032045 | Infusion Pumps, Multitherapy
A62568 | BD | Alaris Pump Module | 17033762 | Infusion Pumps, Multitherapy
A61658 | BD | Alaris PC | 17028755 | Controllers, Infusion Pump Systems, Programmable
A63414 | BD | Alaris Pump Module | 17007848 | Infusion Pumps, Multitherapy
| CARDINAL HEALTH | Kangaroo OMNI | 21KS24W0051234 | Infusion Pumps, Enteral Feeding
A63714 | BD | Alaris PC | 17034460 | Controllers, Infusion Pump Systems, Programmable
A63266 | BD | Alaris Pump Module | 17008072 | Infusion Pumps, Multitherapy
A61778 | BD | Alaris Pump Module | 17033912 | Infusion Pumps, Multitherapy
A62181 | BD | Alaris PC | 16947655 | Controllers, Infusion Pump Systems, Programmable
BN18908 | Currie Medical Specialties Inc. | Alternating Leg Pressure (ALP) with ALP 501 | 17494 | Circulatory Assist Units, Peripheral Compression, Intermittent
A61505 | BD | Alaris PC | 17026641 | Controllers, Infusion Pump Systems, Programmable
A63664 | BD | Alaris Pump Module | 17034392 | Infusion Pumps, Multitherapy
A61829 | BD | Alaris Pump Module | 17032679 | Infusion Pumps, Multitherapy
A61482 | BD | Alaris PC | 17026566 | Controllers, Infusion Pump Systems, Programmable
A61821 | BD | Alaris PC | 17002761 | Controllers, Infusion Pump Systems, Programmable
A61337 | BD | Medley Syringe Module | 17023216 | Infusion Pumps, Multitherapy
A63226 | BD | Alaris Pump Module | 17011543 | Infusion Pumps, Multitherapy
| CARDINAL HEALTH | Kangaroo OMNI | 21KS24W0050590 | Infusion Pumps, Enteral Feeding
A62204 | BD | Alaris PC | 17012946 | Controllers, Infusion Pump Systems, Programmable
A62428 | BD | Alaris Pump Module | 17032701 | Infusion Pumps, Multitherapy
A61889 | BD | Alaris Pump Module | 17034090 | Infusion Pumps, Multitherapy
A62419 | BD | Alaris Pump Module | 17034266 | Infusion Pumps, Multitherapy
A63885 | BD | Alaris PC | 17023923 | Controllers, Infusion Pump Systems, Programmable
A61813 | BD | Alaris PC | 17020888 | Controllers, Infusion Pump Systems, Programmable
A63830 | BD | Alaris Pump Module | 17033669 | Infusion Pumps, Multitherapy
A62159 | BD | Alaris PC | 16947505 | Controllers, Infusion Pump Systems, Programmable
A63068 | BD | Alaris PC | 16890334 | Controllers, Infusion Pump Systems, Programmable
A61822 | BD | Alaris Pump Module | 17032377 | Infusion Pumps, Multitherapy
A61331 | BD | Medley Syringe Module | 17024779 | Infusion Pumps, Multitherapy
A63711 | BD | Alaris PC | 17008392 | Controllers, Infusion Pump Systems, Programmable
A62393 | BD | Alaris Pump Module | 17034982 | Infusion Pumps, Multitherapy
A63408 | BD | Alaris Pump Module | 17035042 | Infusion Pumps, Multitherapy
A61054 | BD | Alaris PC | 16894824 | Controllers, Infusion Pump Systems, Programmable
| CARDINAL HEALTH | Kangaroo OMNI | 21KS24W0050530 | Infusion Pumps, Enteral Feeding
A63311 | BD | Alaris Pump Module | 17022217 | Infusion Pumps, Multitherapy
A61208 | BD | Alaris PC | 17014619 | Controllers, Infusion Pump Systems, Programmable
A61983 | BD | Alaris PC | 17020880 | Controllers, Infusion Pump Systems, Programmable
A61082 | BD | Alaris PC | 17014290 | Controllers, Infusion Pump Systems, Programmable
A62192 | BD | Alaris PC | 16954298 | Controllers, Infusion Pump Systems, Programmable
A62203 | BD | Alaris PC | 17014991 | Controllers, Infusion Pump Systems, Programmable
A61021 | BD | Alaris PC | 16803331 | Controllers, Infusion Pump Systems, Programmable
A63278 | BD | Alaris Pump Module | 17006261 | Infusion Pumps, Multitherapy
A61434 | BD | Alaris PC | 17016742 | Controllers, Infusion Pump Systems, Programmable
A63080 | BD | Alaris PC | 16886094 | Controllers, Infusion Pump Systems, Programmable
A63812 | BD | Alaris Pump Module | 17034876 | Infusion Pumps, Multitherapy
A62151 | BD | Alaris PC | 16897922 | Controllers, Infusion Pump Systems, Programmable
A62055 | BD | Alaris Pump Module | 16997142 | Infusion Pumps, Multitherapy
A61260 | BD | Alaris PC | 16891727 | Controllers, Infusion Pump Systems, Programmable
| CARDINAL HEALTH | Kangaroo OMNI | 21KS24W0051101 | Infusion Pumps, Enteral Feeding
| CARDINAL HEALTH | Kangaroo OMNI | 21KS24W0050892 | Infusion Pumps, Enteral Feeding
A61519 | BD | Alaris Pump Module | 17035627 | Infusion Pumps, Multitherapy
A61978 | BD | Alaris PC | 17021199 | Controllers, Infusion Pump Systems, Programmable
A61216 | BD | Alaris PC | 17014284 | Controllers, Infusion Pump Systems, Programmable
A62219 | BD | Alaris PC | 17016168 | Controllers, Infusion Pump Systems, Programmable
A61248 | BD | Alaris PC | 17028685 | Controllers, Infusion Pump Systems, Programmable
A63832 | BD | Alaris Pump Module | 17034672 | Infusion Pumps, Multitherapy
A63909 | BD | Alaris Pump Module | 17034075 | Infusion Pumps, Multitherapy
A61477 | BD | Alaris PC | 17028420 | Controllers, Infusion Pump Systems, Programmable
BN20808 | Currie Medical Specialties Inc. | Alternating Leg Pressure (ALP) with ALP 501 | 4634 | Circulatory Assist Units, Peripheral Compression, Intermittent
A62620 | BD | Alaris Pump Module | 17033876 | Infusion Pumps, Multitherapy
A63046 | BD | Alaris PC | 17026541 | Controllers, Infusion Pump Systems, Programmable
A62047 | BD | Alaris Pump Module | 17033402 | Infusion Pumps, Multitherapy
A63276 | BD | Alaris Pump Module | 17021232 | Infusion Pumps, Multitherapy
A61028 | BD | Alaris PC | 16890929 | Controllers, Infusion Pump Systems, Programmable
A62221 | BD | Alaris PC | 17015043 | Controllers, Infusion Pump Systems, Programmable
A63081 | BD | Alaris PC | 16890341 | Controllers, Infusion Pump Systems, Programmable
A61603 | BD | Alaris Pump Module | 17031269 | Infusion Pumps, Multitherapy
A61648 | BD | Alaris Pump Module | 17036436 | Infusion Pumps, Multitherapy
A61625 | BD | Alaris Pump Module | 17033233 | Infusion Pumps, Multitherapy
A61454 | BD | Alaris PC | 17036287 | Controllers, Infusion Pump Systems, Programmable
A62271 | BD | Alaris PC | 16897903 | Controllers, Infusion Pump Systems, Programmable
A61626 | BD | Alaris Pump Module | 17031845 | Infusion Pumps, Multitherapy
A61445 | BD | Alaris PC | 17023639 | Controllers, Infusion Pump Systems, Programmable
A61300 | BD | Alaris PCA Module | 16991799 | Infusion Pumps, Analgesic, Patient-Controlled
A61353 | BD | Medley Syringe Module | 17027693 | Infusion Pumps, Multitherapy
A61639 | BD | Alaris PC | 17025073 | Controllers, Infusion Pump Systems, Programmable
A63014 | BD | Alaris PC | 16801385 | Controllers, Infusion Pump Systems, Programmable
A62200 | BD | Alaris PC | 17015132 | Controllers, Infusion Pump Systems, Programmable
A61143 | BD | Alaris PC | 17027233 | Controllers, Infusion Pump Systems, Programmable
A62108 | BD | Alaris PC | 16897825 | Controllers, Infusion Pump Systems, Programmable
A61239 | BD | Alaris PC | 16890460 | Controllers, Infusion Pump Systems, Programmable
A63731 | BD | Alaris PC | 17018535 | Controllers, Infusion Pump Systems, Programmable
A63767 | BD | Alaris PC | 17028675 | Controllers, Infusion Pump Systems, Programmable
A61039 | BD | Alaris PC | 16893716 | Controllers, Infusion Pump Systems, Programmable
| CARDINAL HEALTH | Kangaroo OMNI | 21KS24W0051217 | Infusion Pumps, Enteral Feeding
A61663 | BD | Alaris PC | 17025014 | Controllers, Infusion Pump Systems, Programmable
A53320 | BD | Alaris EtCO2 Module | 18401963 | Infusion Pumps Modules, Exhaled Carbon Dioxide
A61352 | BD | Medley Syringe Module | 17028296 | Infusion Pumps, Multitherapy
| CARDINAL HEALTH | Kangaroo OMNI | 21KS24W0051543 | Infusion Pumps, Enteral Feeding
A61484 | BD | Alaris PC | 17028431 | Controllers, Infusion Pump Systems, Programmable
A61499 | BD | Alaris PC | 17023859 | Controllers, Infusion Pump Systems, Programmable
| Currie Medical Specialties Inc. | Alternating Leg Pressure (ALP) with ALP 501 | 23523 | Circulatory Assist Units, Peripheral Compression, Intermittent
| CARDINAL HEALTH | Kangaroo OMNI | 21KS24W0050696 | Infusion Pumps, Enteral Feeding
| Currie Medical Specialties Inc. | Alternating Leg Pressure (ALP) with ALP 501 | 33587 | Circulatory Assist Units, Peripheral Compression, Intermittent
| CARDINAL HEALTH | Kangaroo OMNI | 21KS24W0050699 | Infusion Pumps, Enteral Feeding
A61398 | BD | Alaris PCA Module | 16992000 | Infusion Pumps, Analgesic, Patient-Controlled
A61041 | BD | Alaris PC | 16891896 | Controllers, Infusion Pump Systems, Programmable
A62158 | BD | Alaris PC | 16944104 | Controllers, Infusion Pump Systems, Programmable
a61682 | BD | Alaris Pump Module | 17031362 | Infusion Pumps, Multitherapy
A61712 | BD | Alaris Pump Module | 17032515 | Infusion Pumps, Multitherapy
A62034 | BD | Alaris Pump Module | 16999810 | Infusion Pumps, Multitherapy
A61642 | BD | Alaris PC | 17028519 | Controllers, Infusion Pump Systems, Programmable
A63773 | BD | Alaris PC | 17024903 | Controllers, Infusion Pump Systems, Programmable
A63045 | BD | Alaris PC | 16890729 | Controllers, Infusion Pump Systems, Programmable
A61112 | BD | Alaris PC | 17020782 | Controllers, Infusion Pump Systems, Programmable
| CARDINAL HEALTH | Kangaroo OMNI | 21KS24W0050364 | Infusion Pumps, Enteral Feeding
A61488 | BD | Alaris PC | 17026495 | Controllers, Infusion Pump Systems, Programmable
A63008 | BD | Alaris PC | 16801897 | Controllers, Infusion Pump Systems, Programmable
A61275 | BD | Alaris PC | 17024327 | Controllers, Infusion Pump Systems, Programmable
A61819 | BD | Alaris PC | 17020105 | Controllers, Infusion Pump Systems, Programmable
A62190 | BD | Alaris PC | 16947657 | Controllers, Infusion Pump Systems, Programmable
A63132 | BD | Alaris Pump Module | 17022154 | Infusion Pumps, Multitherapy
A61072 | BD | Alaris PC | 17014279 | Controllers, Infusion Pump Systems, Programmable
A63634 | BD | Alaris Pump Module | 17033843 | Infusion Pumps, Multitherapy
A62002 | BD | Alaris Pump Module | 17001559 | Infusion Pumps, Multitherapy
A63507 | BD | Alaris PC | 17018052 | Controllers, Infusion Pump Systems, Programmable
BN25951 | Currie Medical Specialties Inc. | Alternating Leg Pressure (ALP) with ALP 501 | 2478 | Circulatory Assist Units, Peripheral Compression, Intermittent
A61018 | BD | Alaris PC | 16795537 | Controllers, Infusion Pump Systems, Programmable
A61335 | BD | Medley Syringe Module | 17023002 | Infusion Pumps, Multitherapy
A61137 | BD | Alaris PC | 16893782 | Controllers, Infusion Pump Systems, Programmable
A61049 | BD | Alaris PC | 16893616 | Controllers, Infusion Pump Systems, Programmable
A61044 | BD | Alaris PC | 16893557 | Controllers, Infusion Pump Systems, Programmable
A62231 | BD | Alaris PC | 17015530 | Controllers, Infusion Pump Systems, Programmable
169090 | Currie Medical Specialties Inc. | Alternating Leg Pressure (ALP) with ALP 501 | 20013 | Circulatory Assist Units, Peripheral Compression, Intermittent
A61257 | BD | Alaris PC | 16893676 | Controllers, Infusion Pump Systems, Programmable
A62188 | BD | Alaris PC | 16896183 | Controllers, Infusion Pump Systems, Programmable
A61928 | BD | Alaris PC | 17020110 | Controllers, Infusion Pump Systems, Programmable
A63955 | BD | Alaris Pump Module | 17032054 | Infusion Pumps, Multitherapy
A63940 | BD | Alaris Pump Module | 17031955 | Infusion Pumps, Multitherapy
A62322 | BD | Alaris Pump Module | 16998565 | Infusion Pumps, Multitherapy
A63961 | BD | Alaris Pump Module | 17036443 | Infusion Pumps, Multitherapy
| CARDINAL HEALTH | Kangaroo OMNI | 21KS24W0051150 | Infusion Pumps, Enteral Feeding
A63727 | BD | Alaris PC | 17021214 | Controllers, Infusion Pump Systems, Programmable
A63458 | BD | Medley Syringe Module | 17035748 | Infusion Pumps, Multitherapy
A61035 | BD | Alaris PC | 16890439 | Controllers, Infusion Pump Systems, Programmable
A63181 | BD | Alaris Pump Module | 17012677 | Infusion Pumps, Multitherapy
A63833 | BD | Alaris Pump Module | 17032731 | Infusion Pumps, Multitherapy
| CARDINAL HEALTH | Kangaroo OMNI | 21KS24W0051599 | Infusion Pumps, Enteral Feeding
A63998 | BD | Alaris Pump Module | 17033528 | Infusion Pumps, Multitherapy
A61184 | BD | Alaris PC | 17020889 | Controllers, Infusion Pump Systems, Programmable
A63060 | BD | Alaris PC | 16802387 | Controllers, Infusion Pump Systems, Programmable
A62006 | BD | Alaris Pump Module | 17000084 | Infusion Pumps, Multitherapy
A63086 | BD | Alaris PC | 16891718 | Controllers, Infusion Pump Systems, Programmable
A62079 | BD | Alaris Pump Module | 17034285 | Infusion Pumps, Multitherapy
A63390 | BD | Alaris Pump Module | 17006273 | Infusion Pumps, Multitherapy
A61930 | BD | Alaris PC | 17021780 | Controllers, Infusion Pump Systems, Programmable
A61910 | BD | Alaris Pump Module | 17033882 | Infusion Pumps, Multitherapy
A61164 | BD | Alaris PC | 17027125 | Controllers, Infusion Pump Systems, Programmable
A62009 | BD | Alaris Pump Module | 17032590 | Infusion Pumps, Multitherapy
| BD | Alaris PC | 16803072 | Controllers, Infusion Pump Systems, Programmable
A61976 | BD | Alaris PC | 17022067 | Controllers, Infusion Pump Systems, Programmable
A63445 | BD | Alaris Pump Module | 17008618 | Infusion Pumps, Multitherapy
A62473 | BD | Alaris Pump Module | 17033670 | Infusion Pumps, Multitherapy
A61675 | BD | Alaris Pump Module | 17033911 | Infusion Pumps, Multitherapy
| Currie Medical Specialties Inc. | Alternating Leg Pressure (ALP) with ALP 501 | 31903 | Circulatory Assist Units, Peripheral Compression, Intermittent
A63524 | BD | Medley Syringe Module | 17034571 | Infusion Pumps, Multitherapy
A63379 | BD | Alaris Pump Module | 17007874 | Infusion Pumps, Multitherapy
A61624 | BD | Alaris Pump Module | 17034683 | Infusion Pumps, Multitherapy
BN22407 | Currie Medical Specialties Inc. | Alternating Leg Pressure (ALP) with ALP 501 | 3724 | Circulatory Assist Units, Peripheral Compression, Intermittent
A61142 | BD | Alaris PC | 17024641 | Controllers, Infusion Pump Systems, Programmable
A61485 | BD | Alaris PC | 17026491 | Controllers, Infusion Pump Systems, Programmable
A62497 | BD | Alaris Pump Module | 17000354 | Infusion Pumps, Multitherapy
A63845 | BD | Alaris Pump Module | 17031504 | Infusion Pumps, Multitherapy
A63206 | BD | Alaris Pump Module | 17005917 | Infusion Pumps, Multitherapy
A61624 | BD | Alaris Pump Module | 17028312 | Infusion Pumps, Multitherapy
A62030 | BD | Alaris Pump Module | 17000594 | Infusion Pumps, Multitherapy
A62570 | BD | Alaris Pump Module | 17032703 | Infusion Pumps, Multitherapy
A61997 | BD | Alaris PC | 17021383 | Controllers, Infusion Pump Systems, Programmable
BN18953 | Currie Medical Specialties Inc. | Alternating Leg Pressure (ALP) with ALP 501 | 25268 | Circulatory Assist Units, Peripheral Compression, Intermittent
A61461 | BD | Alaris PC | 17018384 | Controllers, Infusion Pump Systems, Programmable
A62162 | BD | Alaris PC | 16942845 | Controllers, Infusion Pump Systems, Programmable
A61591 | BD | Alaris Pump Module | 17034010 | Infusion Pumps, Multitherapy
A63490 | BD | Alaris Pump Module | 17036842 | Infusion Pumps, Multitherapy
A62251 | BD | Alaris PC | 16898227 | Controllers, Infusion Pump Systems, Programmable
A61757 | BD | Alaris Pump Module | 17033778 | Infusion Pumps, Multitherapy
A61056 | BD | Alaris PC | 17016517 | Controllers, Infusion Pump Systems, Programmable
A62384 | BD | Alaris Pump Module | 16999207 | Infusion Pumps, Multitherapy
A61515 | BD | Alaris Pump Module | 17035107 | Infusion Pumps, Multitherapy
A62303 | BD | Alaris Pump Module | 16997903 | Infusion Pumps, Multitherapy
A63819 | BD | Alaris Pump Module | 17032335 | Infusion Pumps, Multitherapy
A63796 | BD | Alaris Pump Module | 17035946 | Infusion Pumps, Multitherapy
A61470 | BD | Alaris PC | 17028381 | Controllers, Infusion Pump Systems, Programmable
A62301 | BD | Alaris Pump Module | 17000705 | Infusion Pumps, Multitherapy
A61866 | BD | Alaris Pump Module | 17031576 | Infusion Pumps, Multitherapy
A63736 | BD | Alaris PC | 17022086 | Controllers, Infusion Pump Systems, Programmable
A61342 | BD | Medley Syringe Module | 17027918 | Infusion Pumps, Multitherapy
A61267 | BD | Alaris PC | 16891856 | Controllers, Infusion Pump Systems, Programmable
A61625 | BD | Alaris Pump Module | 17033233 | Infusion Pumps, Multitherapy
A61664 | BD | Alaris PC | 17020937 | Controllers, Infusion Pump Systems, Programmable
A61408 | BD | Alaris PCA Module | 16992300 | Infusion Pumps, Analgesic, Patient-Controlled
A61886 | BD | Alaris Pump Module | 17033869 | Infusion Pumps, Multitherapy
BS21989 | Currie Medical Specialties Inc. | Alternating Leg Pressure (ALP) with ALP 501 | 5232 | Circulatory Assist Units, Peripheral Compression, Intermittent
A63209 | BD | Alaris Pump Module | 17006550 | Infusion Pumps, Multitherapy
A61793 | BD | Alaris Pump Module | 17032365 | Infusion Pumps, Multitherapy
BN20991 | Encompass Group | AccuMax Quantum Convertible | P1010-04581 | Mattress Systems, Alternating-Pressure
BN18967 | Currie Medical Specialties Inc. | Alternating Leg Pressure (ALP) with ALP 501 | 25262 | Circulatory Assist Units, Peripheral Compression, Intermittent
A61013 | BD | Alaris PC | 16891854 | Controllers, Infusion Pump Systems, Programmable
A63646 | BD | Alaris Pump Module | 17036012 | Infusion Pumps, Multitherapy
A63928 | BD | Alaris Pump Module | 17035373 | Infusion Pumps, Multitherapy
| Currie Medical Specialties Inc. | Alternating Leg Pressure (ALP) with ALP 501 | 4620 | Circulatory Assist Units, Peripheral Compression, Intermittent
A62660 | BD | Alaris Pump Module | 16857091 | Infusion Pumps, Multitherapy
A61459 | BD | Alaris PC | 17008862 | Controllers, Infusion Pump Systems, Programmable
A62438 | BD | Alaris Pump Module | 17033793 | Infusion Pumps, Multitherapy
A61057 | BD | Alaris PC | 17016865 | Controllers, Infusion Pump Systems, Programmable
A61321 | BD | Alaris PC | 17028456 | Controllers, Infusion Pump Systems, Programmable
A62335 | BD | Alaris Pump Module | 16998506 | Infusion Pumps, Multitherapy
| Currie Medical Specialties Inc. | Alternating Leg Pressure (ALP) with ALP 501 | 25226 | Circulatory Assist Units, Peripheral Compression, Intermittent
A61814 | BD | Alaris PC | 17020936 | Controllers, Infusion Pump Systems, Programmable
A61436 | BD | Alaris PC | 17036534 | Controllers, Infusion Pump Systems, Programmable
A62550 | BD | Alaris Pump Module | 17036235 | Infusion Pumps, Multitherapy
A61876 | BD | Alaris PC | 17016347 | Controllers, Infusion Pump Systems, Programmable
A63718 | BD | Alaris PC | 17024179 | Controllers, Infusion Pump Systems, Programmable
A62445 | BD | Alaris Pump Module | 17033651 | Infusion Pumps, Multitherapy
A61014 | BD | Alaris PC | 16893772 | Controllers, Infusion Pump Systems, Programmable
| Currie Medical Specialties Inc. | Alternating Leg Pressure (ALP) with ALP 501 | 11196 | Circulatory Assist Units, Peripheral Compression, Intermittent
A63005 | BD | Alaris PC | 17028221 | Controllers, Infusion Pump Systems, Programmable
A61106 | BD | Alaris PC | 17016435 | Controllers, Infusion Pump Systems, Programmable
A63137 | BD | Alaris Pump Module | 17020029 | Infusion Pumps, Multitherapy
A62278 | BD | Alaris PC | 16895287 | Controllers, Infusion Pump Systems, Programmable
A61480 | BD | Alaris PC | 17026741 | Controllers, Infusion Pump Systems, Programmable
A61176 | BD | Alaris PC | 17016101 | Controllers, Infusion Pump Systems, Programmable
| CARDINAL HEALTH | Kangaroo OMNI | 21KS24W0051111 | Infusion Pumps, Enteral Feeding
A63681 | BD | Alaris Pump Module | 17035770 | Infusion Pumps, Multitherapy
A61758 | BD | Alaris Pump Module | 17032927 | Infusion Pumps, Multitherapy
A63572 | BD | Alaris Pump Module | 17001976 | Infusion Pumps, Multitherapy
A63888 | BD | Alaris Pump Module | 17036438 | Infusion Pumps, Multitherapy
A61108 | BD | Alaris PC | 17015686 | Controllers, Infusion Pump Systems, Programmable
| Currie Medical Specialties Inc. | Alternating Leg Pressure (ALP) with ALP 501 | 19476 | Circulatory Assist Units, Peripheral Compression, Intermittent
| Currie Medical Specialties Inc. | Alternating Leg Pressure (ALP) with ALP 501 | 7318 | Circulatory Assist Units, Peripheral Compression, Intermittent
A61251 | BD | Alaris PC | 16893663 | Controllers, Infusion Pump Systems, Programmable
A63151 | BD | Alaris Pump Module | 16998948 | Infusion Pumps, Multitherapy
A62439 | BD | Alaris Pump Module | 17033514 | Infusion Pumps, Multitherapy
A63027 | BD | Alaris PC | 16802211 | Controllers, Infusion Pump Systems, Programmable
A63503 | BD | Alaris PC | 17028430 | Controllers, Infusion Pump Systems, Programmable
A63652 | BD | Alaris Pump Module | 17034523 | Infusion Pumps, Multitherapy
A61249 | BD | Alaris PC | 16893753 | Controllers, Infusion Pump Systems, Programmable
A63881 | BD | Alaris PC | 17031204 | Controllers, Infusion Pump Systems, Programmable
A61452 | BD | Alaris PC | 17023704 | Controllers, Infusion Pump Systems, Programmable
A62617 | BD | Alaris Pump Module | 17027967 | Infusion Pumps, Multitherapy
BN24429 | Currie Medical Specialties Inc. | Alternating Leg Pressure (ALP) with ALP 501 | 2268 | Circulatory Assist Units, Peripheral Compression, Intermittent
BS34906 | 3M Health Care | Bair Hugger 775 | 184752 | Warming Units, Patient, Forced-Air
A62579 | BD | Alaris Pump Module | 17033756 | Infusion Pumps, Multitherapy
A62018 | BD | Alaris Pump Module | 16994164 | Infusion Pumps, Multitherapy
A61226 | BD | Alaris PCA Module | 16992148 | Infusion Pumps, Analgesic, Patient-Controlled
A61292 | BD | Alaris PCA Module | 16991855 | Infusion Pumps, Analgesic, Patient-Controlled
| Currie Medical Specialties Inc. | Alternating Leg Pressure (ALP) with ALP 501 | 28295 | Circulatory Assist Units, Peripheral Compression, Intermittent
A61293 | BD | Alaris PCA Module | 16991532 | Infusion Pumps, Analgesic, Patient-Controlled
| Currie Medical Specialties Inc. | Alternating Leg Pressure (ALP) with ALP 501 | 39008 | Circulatory Assist Units, Peripheral Compression, Intermittent
A61415 | BD | Alaris PCA Module | 16991407 | Infusion Pumps, Analgesic, Patient-Controlled
A63837 | BD | Alaris Pump Module | 17034951 | Infusion Pumps, Multitherapy
A63153 | BD | Alaris Pump Module | 17015801 | Infusion Pumps, Multitherapy
A62470 | BD | Alaris Pump Module | 17034635 | Infusion Pumps, Multitherapy
A62405 | BD | Alaris Pump Module | 17036195 | Infusion Pumps, Multitherapy
A63453 | BD | Alaris Pump Module | 17034802 | Infusion Pumps, Multitherapy
A62105 | BD | Alaris PC | 16896601 | Controllers, Infusion Pump Systems, Programmable
A61012 | BD | Alaris PC | 17025458 | Controllers, Infusion Pump Systems, Programmable
A61066 | BD | Alaris PC | 17014277 | Controllers, Infusion Pump Systems, Programmable
A62304 | BD | Alaris Pump Module | 16999872 | Infusion Pumps, Multitherapy
A61650 | BD | Alaris Pump Module | 17033499 | Infusion Pumps, Multitherapy
| Currie Medical Specialties Inc. | Alternating Leg Pressure (ALP) with ALP 501 | 17478 | Circulatory Assist Units, Peripheral Compression, Intermittent
A63931 | BD | Alaris Pump Module | 17034743 | Infusion Pumps, Multitherapy
A61619 | BD | Alaris Pump Module | 16356692 | Infusion Pumps, Multitherapy
A61365 | BD | Medley Syringe Module | 17022713 | Infusion Pumps, Multitherapy
| Currie Medical Specialties Inc. | Alternating Leg Pressure (ALP) with ALP 501 | 32138 | Circulatory Assist Units, Peripheral Compression, Intermittent
A63287 | BD | Alaris Pump Module | 17020894 | Infusion Pumps, Multitherapy
A63301 | BD | Alaris Pump Module | 17021520 | Infusion Pumps, Multitherapy
A62559 | BD | Alaris Pump Module | 17036087 | Infusion Pumps, Multitherapy
A63494 | BD | Alaris PC | 17018046 | Controllers, Infusion Pump Systems, Programmable
A62072 | BD | Alaris Pump Module | 17033923 | Infusion Pumps, Multitherapy
| CARDINAL HEALTH | Kangaroo OMNI | 21KS24W0051088 | Infusion Pumps, Enteral Feeding
A62317 | BD | Alaris Pump Module | 16996137 | Infusion Pumps, Multitherapy
A63868 | BD | Alaris Pump Module | 17008197 | Infusion Pumps, Multitherapy
A61647 | BD | Alaris Pump Module | 17027334 | Infusion Pumps, Multitherapy
A63806 | BD | Alaris Pump Module | 17034233 | Infusion Pumps, Multitherapy
A62264 | BD | Alaris PC | 16896513 | Controllers, Infusion Pump Systems, Programmable
A61945 | BD | Alaris Pump Module | 17032467 | Infusion Pumps, Multitherapy
BN26647 | Currie Medical Specialties Inc. | Alternating Leg Pressure (ALP) with ALP 501 | 2121 | Circulatory Assist Units, Peripheral Compression, Intermittent
A62449 | BD | Alaris Pump Module | 17030571 | Infusion Pumps, Multitherapy
A61720 | BD | Alaris Pump Module | 17033796 | Infusion Pumps, Multitherapy
A62326 | BD | Alaris Pump Module | 16997828 | Infusion Pumps, Multitherapy
A62292 | BD | Alaris Pump Module | 17033199 | Infusion Pumps, Multitherapy
A61852 | BD | Alaris Pump Module | 17033798 | Infusion Pumps, Multitherapy
A63365 | BD | Alaris Pump Module | 17006962 | Infusion Pumps, Multitherapy
A63641 | BD | Alaris Pump Module | 17016512 | Infusion Pumps, Multitherapy
A61843 | BD | Alaris Pump Module | 17033865 | Infusion Pumps, Multitherapy
A62312 | BD | Alaris Pump Module | 16999388 | Infusion Pumps, Multitherapy
A63249 | BD | Alaris Pump Module | 17022368 | Infusion Pumps, Multitherapy
A61862 | BD | Alaris Pump Module | 17033526 | Infusion Pumps, Multitherapy
A61067 | BD | Alaris PC | 17008936 | Controllers, Infusion Pump Systems, Programmable
A63192 | BD | Alaris Pump Module | 17016171 | Infusion Pumps, Multitherapy
A61667 | BD | Alaris PC | 17002712 | Controllers, Infusion Pump Systems, Programmable
A61276 | BD | Alaris PC | 16892746 | Controllers, Infusion Pump Systems, Programmable
A62437 | BD | Alaris Pump Module | 17035340 | Infusion Pumps, Multitherapy
A62431 | BD | Alaris Pump Module | 17033420 | Infusion Pumps, Multitherapy
A61703 | BD | Alaris Pump Module | 17031854 | Infusion Pumps, Multitherapy
A61875 | BD | Alaris PC | 17020932 | Controllers, Infusion Pump Systems, Programmable
A63597 | BD | Alaris Pump Module | 17036017 | Infusion Pumps, Multitherapy
A61121 | BD | Alaris PC | 17017891 | Controllers, Infusion Pump Systems, Programmable
A63763 | BD | Alaris PC | 17027099 | Controllers, Infusion Pump Systems, Programmable
A63296 | BD | Alaris Pump Module | 17016432 | Infusion Pumps, Multitherapy
A63896 | BD | Alaris Pump Module | 17035131 | Infusion Pumps, Multitherapy
A61897 | BD | Alaris Pump Module | 17034129 | Infusion Pumps, Multitherapy
A62401 | BD | Alaris Pump Module | 17000229 | Infusion Pumps, Multitherapy
A62234 | BD | Alaris PC | 17015266 | Controllers, Infusion Pump Systems, Programmable
A62475 | BD | Alaris Pump Module | 17033811 | Infusion Pumps, Multitherapy
A63782 | BD | Alaris Pump Module | 17003633 | Infusion Pumps, Multitherapy
A62423 | BD | Alaris Pump Module | 16996792 | Infusion Pumps, Multitherapy
A61447 | BD | Alaris PC | 17014629 | Controllers, Infusion Pump Systems, Programmable
A61958 | BD | Alaris Pump Module | 17033101 | Infusion Pumps, Multitherapy
BN17887 | Currie Medical Specialties Inc. | Alternating Leg Pressure (ALP) with ALP 501 | 4470 | Circulatory Assist Units, Peripheral Compression, Intermittent
BN24427 | Currie Medical Specialties Inc. | Alternating Leg Pressure (ALP) with ALP 501 | 2487 | Circulatory Assist Units, Peripheral Compression, Intermittent
A61210 | BD | Alaris PC | 17014397 | Controllers, Infusion Pump Systems, Programmable
A62287 | BD | Alaris Pump Module | 17031975 | Infusion Pumps, Multitherapy
A63739 | BD | Alaris PC | 17019879 | Controllers, Infusion Pump Systems, Programmable
A61699 | BD | Alaris Pump Module | 17029965 | Infusion Pumps, Multitherapy
A63623 | BD | Alaris Pump Module | 17032192 | Infusion Pumps, Multitherapy
A61123 | BD | Alaris PC | 17027152 | Controllers, Infusion Pump Systems, Programmable
A63591 | BD | Alaris Pump Module | 17036294 | Infusion Pumps, Multitherapy
A61502 | BD | Alaris PC | 17026502 | Controllers, Infusion Pump Systems, Programmable
| Currie Medical Specialties Inc. | Alternating Leg Pressure (ALP) with ALP 501 | 19249 | Circulatory Assist Units, Peripheral Compression, Intermittent
A61182 | BD | Alaris PC | 17015893 | Controllers, Infusion Pump Systems, Programmable
A62037 | BD | Alaris Pump Module | 16996464 | Infusion Pumps, Multitherapy
A61440 | BD | Alaris PC | 17031029 | Controllers, Infusion Pump Systems, Programmable
A63019 | BD | Alaris PC | 16803354 | Controllers, Infusion Pump Systems, Programmable
A63225 | BD | Alaris Pump Module | 17020426 | Infusion Pumps, Multitherapy
A62297 | BD | Alaris Pump Module | 16998192 | Infusion Pumps, Multitherapy
A61052 | BD | Alaris PC | 16891182 | Controllers, Infusion Pump Systems, Programmable
A61188 | BD | Alaris PC | 17027513 | Controllers, Infusion Pump Systems, Programmable
A63348 | BD | Alaris Pump Module | 17007710 | Infusion Pumps, Multitherapy
A63036 | BD | Alaris PC | 17028224 | Controllers, Infusion Pump Systems, Programmable
A63917 | BD | Alaris Pump Module | 17036734 | Infusion Pumps, Multitherapy
A62039 | BD | Alaris Pump Module | 17033922 | Infusion Pumps, Multitherapy
BS29835 | 3M Health Care | V.A.C. ULTA | GAAC04291 | Wound Therapy Systems, Negative-Pressure
A63696 | BD | Alaris Pump Module | 17036445 | Infusion Pumps, Multitherapy
A63887 | BD | Alaris Pump Module | 17036491 | Infusion Pumps, Multitherapy
A63912 | BD | Alaris Pump Module | 17032250 | Infusion Pumps, Multitherapy
A63391 | BD | Alaris Pump Module | 17009037 | Infusion Pumps, Multitherapy
BN24724 | Currie Medical Specialties Inc. | Alternating Leg Pressure (ALP) with ALP 501 | 26682 | Circulatory Assist Units, Peripheral Compression, Intermittent
A61729 | BD | Alaris Pump Module | 17033755 | Infusion Pumps, Multitherapy
A62601 | BD | Alaris Pump Module | 17000331 | Infusion Pumps, Multitherapy
A62331 | BD | Alaris Pump Module | 17001046 | Infusion Pumps, Multitherapy
A61713 | BD | Alaris Pump Module | 17032595 | Infusion Pumps, Multitherapy
A63810 | BD | Alaris Pump Module | 1703491 | Infusion Pumps, Multitherapy
A61206 | BD | Alaris PC | 17014592 | Controllers, Infusion Pump Systems, Programmable
A63615 | BD | Alaris Pump Module | 17003703 | Infusion Pumps, Multitherapy
A61646 | BD | Alaris Pump Module | 17035961 | Infusion Pumps, Multitherapy
| CARDINAL HEALTH | Kangaroo OMNI | 21KS24W0051124 | Infusion Pumps, Enteral Feeding
| Currie Medical Specialties Inc. | Alternating Leg Pressure (ALP) with ALP 501 | 4895 | Circulatory Assist Units, Peripheral Compression, Intermittent
A61779 | BD | Alaris Pump Module | 17031872 | Infusion Pumps, Multitherapy
A63000 | BD | Alaris PC | 16890627 | Controllers, Infusion Pump Systems, Programmable
A62528 | BD | Alaris Pump Module | 17033797 | Infusion Pumps, Multitherapy
A63007 | BD | Alaris PC | 16893544 | Controllers, Infusion Pump Systems, Programmable
A61258 | BD | Alaris PC | 17024968 | Controllers, Infusion Pump Systems, Programmable
A62169 | BD | Alaris PC | 16942494 | Controllers, Infusion Pump Systems, Programmable
A63632 | BD | Alaris Pump Module | 17036689 | Infusion Pumps, Multitherapy
A61302 | BD | Alaris PCA Module | 16991927 | Infusion Pumps, Analgesic, Patient-Controlled
A61407 | BD | Alaris PCA Module | 16991860 | Infusion Pumps, Analgesic, Patient-Controlled
A61936 | BD | Alaris Pump Module | 17032601 | Infusion Pumps, Multitherapy
A62153 | BD | Alaris PC | 16939130 | Controllers, Infusion Pump Systems, Programmable
A62554 | BD | Alaris Pump Module | 17031232 | Infusion Pumps, Multitherapy
BN18900 | Currie Medical Specialties Inc. | Alternating Leg Pressure (ALP) with ALP 501 | 10589 | Circulatory Assist Units, Peripheral Compression, Intermittent
B42620 | Currie Medical Specialties Inc. | Alternating Leg Pressure (ALP) with ALP 501 | 6784 | Circulatory Assist Units, Peripheral Compression, Intermittent
| Currie Medical Specialties Inc. | Alternating Leg Pressure (ALP) with ALP 501 | 36437 | Circulatory Assist Units, Peripheral Compression, Intermittent
| CARDINAL HEALTH | Kangaroo OMNI | 21KS24W0051597 | Infusion Pumps, Enteral Feeding
| Currie Medical Specialties Inc. | Alternating Leg Pressure (ALP) with ALP 501 | 33489 | Circulatory Assist Units, Peripheral Compression, Intermittent
A62114 | BD | Alaris PC | 17026979 | Controllers, Infusion Pump Systems, Programmable
A61372 | BD | Alaris PC | 17016552 | Controllers, Infusion Pump Systems, Programmable
| Currie Medical Specialties Inc. | Alternating Leg Pressure (ALP) with ALP 501 | 33298 | Circulatory Assist Units, Peripheral Compression, Intermittent
| Currie Medical Specialties Inc. | Alternating Leg Pressure (ALP) with ALP 501 | 18903 | Circulatory Assist Units, Peripheral Compression, Intermittent
A63724 | BD | Alaris PC | 17020885 | Controllers, Infusion Pump Systems, Programmable
A63497 | BD | Alaris PC | 17008932 | Controllers, Infusion Pump Systems, Programmable
| Currie Medical Specialties Inc. | Alternating Leg Pressure (ALP) with ALP 501 | 37278 | Circulatory Assist Units, Peripheral Compression, Intermittent
A62380 | BD | Alaris Pump Module | 16994902 | Infusion Pumps, Multitherapy
BS18500 | 3M Health Care | Bair Hugger 775 | 62401 | Warming Units, Patient, Forced-Air
| Currie Medical Specialties Inc. | Alternating Leg Pressure (ALP) with ALP 501 | 37133 | Circulatory Assist Units, Peripheral Compression, Intermittent
A63058 | BD | Alaris PC | 16892866 | Controllers, Infusion Pump Systems, Programmable
A62195 | BD | Alaris PC | 16955361 | Controllers, Infusion Pump Systems, Programmable
A61462 | BD | Alaris PC | 17008709 | Controllers, Infusion Pump Systems, Programmable
A63865 | BD | Alaris Pump Module | 17005226 | Infusion Pumps, Multitherapy
A62602 | BD | Alaris Pump Module | 17000590 | Infusion Pumps, Multitherapy
A61167 | BD | Alaris PC | 17016537 | Controllers, Infusion Pump Systems, Programmable
A61564 | BD | Alaris PC | 17023757 | Controllers, Infusion Pump Systems, Programmable
A63290 | BD | Alaris Pump Module | 17008301 | Infusion Pumps, Multitherapy
A62173 | BD | Alaris PC | 16953984 | Controllers, Infusion Pump Systems, Programmable
A63722 | BD | Alaris PC | 17023797 | Controllers, Infusion Pump Systems, Programmable
A63134 | BD | Alaris Pump Module | 17020766 | Infusion Pumps, Multitherapy
A62212 | BD | Alaris PC | 17014853 | Controllers, Infusion Pump Systems, Programmable
A63077 | BD | Alaris Pump Module | 17008622 | Infusion Pumps, Multitherapy
| Currie Medical Specialties Inc. | Alternating Leg Pressure (ALP) with ALP 501 | 33588 | Circulatory Assist Units, Peripheral Compression, Intermittent
A62634 | BD | Alaris Pump Module | 17035840 | Infusion Pumps, Multitherapy
A63265 | BD | Alaris Pump Module | 17008459 | Infusion Pumps, Multitherapy
A62400 | BD | Alaris Pump Module | 16998476 | Infusion Pumps, Multitherapy
A63685 | BD | Alaris Pump Module | 17034656 | Infusion Pumps, Multitherapy
A63519 | BD | Alaris PCA Module | 16992187 | Infusion Pumps, Analgesic, Patient-Controlled
A63787 | BD | Alaris Pump Module | 17034752 | Infusion Pumps, Multitherapy
A61555 | BD | Alaris Pump Module | 17034890 | Infusion Pumps, Multitherapy
A63039 | BD | Alaris PC | 17026764 | Controllers, Infusion Pump Systems, Programmable
A63373 | BD | Alaris Pump Module | 17034593 | Infusion Pumps, Multitherapy
A63075 | BD | Alaris Pump Module | 17007863 | Infusion Pumps, Multitherapy
A63257 | BD | Alaris Pump Module | 17022239 | Infusion Pumps, Multitherapy
A53315 | BD | Alaris EtCO2 Module | 18401101 | Infusion Pumps Modules, Exhaled Carbon Dioxide
A63197 | BD | Alaris Pump Module | 17008642 | Infusion Pumps, Multitherapy
A62539 | BD | Alaris Pump Module | 17035942 | Infusion Pumps, Multitherapy
A61065 | BD | Alaris PC | 17014288 | Controllers, Infusion Pump Systems, Programmable
A62164 | BD | Alaris PC | 16947995 | Controllers, Infusion Pump Systems, Programmable
| Currie Medical Specialties Inc. | Alternating Leg Pressure (ALP) with ALP 501 | 35174 | Circulatory Assist Units, Peripheral Compression, Intermittent
A62027 | BD | Alaris Pump Module | 17000134 | Infusion Pumps, Multitherapy
A63451 | BD | Alaris Pump Module | 17035729 | Infusion Pumps, Multitherapy
BS23178 | Currie Medical Specialties Inc. | Alternating Leg Pressure (ALP) with ALP 501 | 8575 | Circulatory Assist Units, Peripheral Compression, Intermittent
| Currie Medical Specialties Inc. | Alternating Leg Pressure (ALP) with ALP 501 | 37092 | Circulatory Assist Units, Peripheral Compression, Intermittent
A63208 | BD | Alaris Pump Module | 17005564 | Infusion Pumps, Multitherapy
A61224 | BD | Alaris PCA Module | 16991806 | Infusion Pumps, Analgesic, Patient-Controlled
A61305 | BD | Alaris PCA Module | 16992077 | Infusion Pumps, Analgesic, Patient-Controlled
BS18662 | Currie Medical Specialties Inc. | Alternating Leg Pressure (ALP) with ALP 501 | 6060 | Circulatory Assist Units, Peripheral Compression, Intermittent
A63679 | BD | Alaris Pump Module | 17029702 | Infusion Pumps, Multitherapy
A61949 | BD | Alaris Pump Module | 17033925 | Infusion Pumps, Multitherapy
A63422 | BD | Alaris Pump Module | 17008723 | Infusion Pumps, Multitherapy
A63359 | BD | Alaris Pump Module | 17008769 | Infusion Pumps, Multitherapy
A63622 | BD | Alaris Pump Module | 17035999 | Infusion Pumps, Multitherapy
A63847 | BD | Alaris Pump Module | 17035986 | Infusion Pumps, Multitherapy
A61544 | BD | Alaris Pump Module | 17033599 | Infusion Pumps, Multitherapy
A63347 | BD | Alaris Pump Module | 17001288 | Infusion Pumps, Multitherapy
| Currie Medical Specialties Inc. | Alternating Leg Pressure (ALP) with ALP 501 | 24689 | Circulatory Assist Units, Peripheral Compression, Intermittent
A63559 | BD | Alaris Pump Module | 17020124 | Infusion Pumps, Multitherapy
A63754 | BD | Alaris PC | 17016529 | Controllers, Infusion Pump Systems, Programmable
A62040 | BD | Alaris Pump Module | 16999157 | Infusion Pumps, Multitherapy
A62054 | BD | Alaris Pump Module | 17000764 | Infusion Pumps, Multitherapy
| Currie Medical Specialties Inc. | Alternating Leg Pressure (ALP) with ALP 501 | 14474 | Circulatory Assist Units, Peripheral Compression, Intermittent
| CARDINAL HEALTH | Kangaroo OMNI | 21KS24W0050646 | Infusion Pumps, Enteral Feeding
A61152 | BD | Alaris PC | 16803336 | Controllers, Infusion Pump Systems, Programmable
A61213 | BD | Alaris PC | 17018044 | Controllers, Infusion Pump Systems, Programmable
A61730 | BD | Alaris Pump Module | 17033730 | Infusion Pumps, Multitherapy
A59794 | BD | Alaris Pump Module | 17021006 | Infusion Pumps, Multitherapy
A62520 | BD | Alaris Pump Module | 17033684 | Infusion Pumps, Multitherapy
A63560 | BD | Alaris Pump Module | 17035146 | Infusion Pumps, Multitherapy
A61130 | BD | Alaris PC | 17028670 | Controllers, Infusion Pump Systems, Programmable
A63870 | BD | Alaris Pump Module | 17031329 | Infusion Pumps, Multitherapy
A61158 | BD | Alaris PCA Module | 16986229 | Infusion Pumps, Analgesic, Patient-Controlled
BS18517 | 3M Health Care | Bair Hugger 775 | 62340 | Warming Units, Patient, Forced-Air
A61186 | BD | Alaris PC | 17013578 | Controllers, Infusion Pump Systems, Programmable
A63726 | BD | Alaris PC | 17020969 | Controllers, Infusion Pump Systems, Programmable
A61601 | BD | Alaris Pump Module | 17032183 | Infusion Pumps, Multitherapy
A61509 | BD | Alaris Pump Module | 17036125 | Infusion Pumps, Multitherapy
A62388 | BD | Alaris Pump Module | 17000363 | Infusion Pumps, Multitherapy
A61464 | BD | Alaris PC | 17018409 | Controllers, Infusion Pump Systems, Programmable
A61697 | BD | Alaris Pump Module | 17034035 | Infusion Pumps, Multitherapy
| CARDINAL HEALTH | Kangaroo OMNI | 21KS24W0050701 | Infusion Pumps, Enteral Feeding
A61921 | BD | Alaris PC | 17021143 | Controllers, Infusion Pump Systems, Programmable
A61411 | BD | Alaris PCA Module | 17026127 | Infusion Pumps, Analgesic, Patient-Controlled
| CARDINAL HEALTH | Kangaroo OMNI | 21KS24W0051034 | Infusion Pumps, Enteral Feeding
A63970 | BD | Alaris Pump Module | 17033682 | Infusion Pumps, Multitherapy
A63412 | BD | Alaris Pump Module | 17007985 | Infusion Pumps, Multitherapy
A62441 | BD | Alaris Pump Module | 17035932 | Infusion Pumps, Multitherapy
A62467 | BD | Alaris Pump Module | 17034669 | Infusion Pumps, Multitherapy
A62092 | BD | Alaris PC | 17014976 | Controllers, Infusion Pump Systems, Programmable
A63516 | BD | Alaris PC | 16706879 | Controllers, Infusion Pump Systems, Programmable
A62463 | BD | Alaris Pump Module | 17033914 | Infusion Pumps, Multitherapy
A63570 | BD | Alaris Pump Module | 17008168 | Infusion Pumps, Multitherapy
A62585 | BD | Alaris Pump Module | 17032423 | Infusion Pumps, Multitherapy
A62302 | BD | Alaris Pump Module | 16997742 | Infusion Pumps, Multitherapy
A63437 | BD | Alaris Pump Module | 17007353 | Infusion Pumps, Multitherapy
A63324 | BD | Alaris Pump Module | 17022215 | Infusion Pumps, Multitherapy
A61023 | BD | Alaris PC | 16803349 | Controllers, Infusion Pump Systems, Programmable
A63589 | BD | Alaris Pump Module | 17035054 | Infusion Pumps, Multitherapy
A63061 | BD | Alaris PC | 16803328 | Controllers, Infusion Pump Systems, Programmable
A61385 | BD | Alaris PC | 17023737 | Controllers, Infusion Pump Systems, Programmable
BN20986 | Encompass Group | AccuMax Quantum Convertible | P1102-01092 | Mattress Systems, Alternating-Pressure
A62248 | BD | Alaris PC | 16896208 | Controllers, Infusion Pump Systems, Programmable
| Currie Medical Specialties Inc. | Alternating Leg Pressure (ALP) with ALP 501 | 10603 | Circulatory Assist Units, Peripheral Compression, Intermittent
A63756 | BD | Alaris PC | 17020884 | Controllers, Infusion Pump Systems, Programmable
A62356 | BD | Alaris Pump Module | 16994247 | Infusion Pumps, Multitherapy
BN29001 | Currie Medical Specialties Inc. | Alternating Leg Pressure (ALP) with ALP 501 | 4135 | Circulatory Assist Units, Peripheral Compression, Intermittent
A63294 | BD | Alaris Pump Module | 17020582 | Infusion Pumps, Multitherapy
A61938 | BD | Alaris Pump Module | 17031841 | Infusion Pumps, Multitherapy
BS18520 | 3M Health Care | Bair Hugger 775 | 62443 | Warming Units, Patient, Forced-Air
A62038 | BD | Alaris Pump Module | 17033787 | Infusion Pumps, Multitherapy
A63639 | BD | Alaris Pump Module | 17034666 | Infusion Pumps, Multitherapy
A61227 | BD | Alaris PCA Module | 16991942 | Infusion Pumps, Analgesic, Patient-Controlled
A59686 | BD | Alaris PC | 17026744 | Controllers, Infusion Pump Systems, Programmable
A62610 | BD | Alaris Pump Module | 17034051 | Infusion Pumps, Multitherapy
A63175 | BD | Alaris Pump Module | 17005077 | Infusion Pumps, Multitherapy
A61068 | BD | Alaris PC | 17016633 | Controllers, Infusion Pump Systems, Programmable
A63173 | BD | Alaris Pump Module | 17008627 | Infusion Pumps, Multitherapy
A61868 | BD | Alaris Pump Module | 17032277 | Infusion Pumps, Multitherapy
A63308 | BD | Alaris Pump Module | 17020476 | Infusion Pumps, Multitherapy
A63314 | BD | Alaris Pump Module | 17016508 | Infusion Pumps, Multitherapy
A61535 | BD | Alaris Pump Module | 17033543 | Infusion Pumps, Multitherapy
A61753 | BD | Alaris Pump Module | 17034307 | Infusion Pumps, Multitherapy
A61644 | BD | Alaris Pump Module | 17031535 | Infusion Pumps, Multitherapy
A63788 | BD | Alaris Pump Module | 17035152 | Infusion Pumps, Multitherapy
A63172 | BD | Alaris Pump Module | 17008462 | Infusion Pumps, Multitherapy
A53314 | BD | Alaris EtCO2 Module | 18401151 | Infusion Pumps Modules, Exhaled Carbon Dioxide
A63131 | BD | Alaris Pump Module | 17009034 | Infusion Pumps, Multitherapy
A63635 | BD | Alaris Pump Module | 17032254 | Infusion Pumps, Multitherapy
A63099 | BD | Alaris Pump Module | 17008080 | Infusion Pumps, Multitherapy
A61286 | BD | Alaris PCA Module | 16991962 | Infusion Pumps, Analgesic, Patient-Controlled
A61995 | BD | Alaris PC | 17021386 | Controllers, Infusion Pump Systems, Programmable
A61460 | BD | Alaris PC | 17018321 | Controllers, Infusion Pump Systems, Programmable
A62479 | BD | Alaris Pump Module | 17034114 | Infusion Pumps, Multitherapy
A63550 | BD | Alaris Pump Module | 17035738 | Infusion Pumps, Multitherapy
A61554 | BD | Alaris Pump Module | 17006960 | Infusion Pumps, Multitherapy
BN12541 | Currie Medical Specialties Inc. | Alternating Leg Pressure (ALP) with ALP 501 | 16573 | Circulatory Assist Units, Peripheral Compression, Intermittent
A63920 | BD | Alaris Pump Module | 17036937 | Infusion Pumps, Multitherapy
A62481 | BD | Alaris Pump Module | 16995089 | Infusion Pumps, Multitherapy
| Currie Medical Specialties Inc. | Alternating Leg Pressure (ALP) with ALP 501 | 36621 | Circulatory Assist Units, Peripheral Compression, Intermittent
BN18904 | Currie Medical Specialties Inc. | Alternating Leg Pressure (ALP) with ALP 501 | 9666 | Circulatory Assist Units, Peripheral Compression, Intermittent
BS18682 | Currie Medical Specialties Inc. | Alternating Leg Pressure (ALP) with ALP 501 | 7011 | Circulatory Assist Units, Peripheral Compression, Intermittent
A61156 | BD | Alaris PCA Module | 16992418 | Infusion Pumps, Analgesic, Patient-Controlled
A62291 | BD | Alaris Pump Module | 17033458 | Infusion Pumps, Multitherapy
A63105 | BD | Alaris Pump Module | 17008048 | Infusion Pumps, Multitherapy
A63672 | BD | Alaris Pump Module | 17036538 | Infusion Pumps, Multitherapy
| Currie Medical Specialties Inc. | Alternating Leg Pressure (ALP) with ALP 501 | 3502 | Circulatory Assist Units, Peripheral Compression, Intermittent
A61403 | BD | Alaris PCA Module | 16991887 | Infusion Pumps, Analgesic, Patient-Controlled
A61827 | BD | Alaris Pump Module | 17032681 | Infusion Pumps, Multitherapy
A61295 | BD | Alaris PCA Module | 16986653 | Infusion Pumps, Analgesic, Patient-Controlled
A63811 | BD | Alaris Pump Module | 17035960 | Infusion Pumps, Multitherapy
A62320 | BD | Alaris Pump Module | 16996556 | Infusion Pumps, Multitherapy
A62289 | BD | Alaris Pump Module | 17031790 | Infusion Pumps, Multitherapy
A62421 | BD | Alaris Pump Module | 17033414 | Infusion Pumps, Multitherapy
A63633 | BD | Alaris Pump Module | 17034922 | Infusion Pumps, Multitherapy
A63052 | BD | Alaris PC | 16894734 | Controllers, Infusion Pump Systems, Programmable
A62295 | BD | Alaris Pump Module | 17029403 | Infusion Pumps, Multitherapy
A61924 | BD | Alaris PC | 17020174 | Controllers, Infusion Pump Systems, Programmable
A63540 | BD | Alaris Pump Module | 17036362 | Infusion Pumps, Multitherapy
A63678 | BD | Alaris Pump Module | 17036357 | Infusion Pumps, Multitherapy
A61707 | BD | Alaris Pump Module | 17031898 | Infusion Pumps, Multitherapy
A63953 | BD | Alaris Pump Module | 17008245 | Infusion Pumps, Multitherapy
B41673 | 3M Health Care | V.A.C. ULTA | GAAC01279 | Wound Therapy Systems, Negative-Pressure
A61048 | BD | Alaris PC | 16890358 | Controllers, Infusion Pump Systems, Programmable
A63242 | BD | Alaris Pump Module | 17006683 | Infusion Pumps, Multitherapy
A62484 | BD | Alaris Pump Module | 16997979 | Infusion Pumps, Multitherapy
A61536 | BD | Alaris Pump Module | 17027172 | Infusion Pumps, Multitherapy
A62142 | BD | Alaris PC | 17028397 | Controllers, Infusion Pump Systems, Programmable
A62208 | BD | Alaris PC | 17015547 | Controllers, Infusion Pump Systems, Programmable
BS-18651 | Currie Medical Specialties Inc. | Alternating Leg Pressure (ALP) with ALP 501 | 38569 | Circulatory Assist Units, Peripheral Compression, Intermittent
A63558 | BD | Alaris Pump Module | 17021596 | Infusion Pumps, Multitherapy
A62360 | BD | Alaris Pump Module | 17000725 | Infusion Pumps, Multitherapy
| CARDINAL HEALTH | Kangaroo OMNI | 21KS24W0050629 | Infusion Pumps, Enteral Feeding
A622492 | BD | Alaris Pump Module | 16997408 | Infusion Pumps, Multitherapy
A61548 | BD | Alaris PC | 17031763 | Controllers, Infusion Pump Systems, Programmable
BN18956 | Currie Medical Specialties Inc. | Alternating Leg Pressure (ALP) with ALP 501 | 25252 | Circulatory Assist Units, Peripheral Compression, Intermittent
A63710 | BD | Alaris PC | 17017876 | Controllers, Infusion Pump Systems, Programmable
A62245 | BD | Alaris PC | 16944710 | Controllers, Infusion Pump Systems, Programmable
A61881 | BD | Alaris Pump Module | 17033497 | Infusion Pumps, Multitherapy
A61645 | BD | Alaris Pump Module | 17035600 | Infusion Pumps, Multitherapy
A63020 | BD | Alaris PC | 16802876 | Controllers, Infusion Pump Systems, Programmable
A61961 | BD | Alaris Pump Module | 17033410 | Infusion Pumps, Multitherapy
A62268 | BD | Alaris PC | 16896493 | Controllers, Infusion Pump Systems, Programmable
A62417 | BD | Alaris Pump Module | 17034269 | Infusion Pumps, Multitherapy
A63431 | BD | Alaris Pump Module | 17008544 | Infusion Pumps, Multitherapy
A62106 | BD | Alaris PC | 16898230 | Controllers, Infusion Pump Systems, Programmable
BS29838 | 3M Health Care | V.A.C. ULTA | GAAC01275 | Wound Therapy Systems, Negative-Pressure
| CARDINAL HEALTH | Kangaroo OMNI | 21KS24W0050662 | Infusion Pumps, Enteral Feeding
A63963 | BD | Alaris Pump Module | 17036324 | Infusion Pumps, Multitherapy
A63298 | BD | Alaris Pump Module | 17011980 | Infusion Pumps, Multitherapy
BL02640 | Currie Medical Specialties Inc. | Alternating Leg Pressure (ALP) with ALP 501 | 4685 | Circulatory Assist Units, Peripheral Compression, Intermittent
A62101 | BD | Alaris PC | 17015035 | Controllers, Infusion Pump Systems, Programmable
A62446 | BD | Alaris Pump Module | 17030071 | Infusion Pumps, Multitherapy
A63610 | BD | Alaris Pump Module | 17034397 | Infusion Pumps, Multitherapy
A61561 | BD | Alaris PC | 17023275 | Controllers, Infusion Pump Systems, Programmable
BN26638 | Currie Medical Specialties Inc. | Alternating Leg Pressure (ALP) with ALP 501 | 6568 | Circulatory Assist Units, Peripheral Compression, Intermittent
| Currie Medical Specialties Inc. | Alternating Leg Pressure (ALP) with ALP 501 | 27997 | Circulatory Assist Units, Peripheral Compression, Intermittent
A63399 | BD | Alaris Pump Module | 17007962 | Infusion Pumps, Multitherapy
| Currie Medical Specialties Inc. | Alternating Leg Pressure (ALP) with ALP 501 | 27693 | Circulatory Assist Units, Peripheral Compression, Intermittent
A61157 | BD | Alaris PCA Module | 16992329 | Infusion Pumps, Analgesic, Patient-Controlled
A63182 | BD | Alaris Pump Module | 17020901 | Infusion Pumps, Multitherapy
A63196 | BD | Alaris Pump Module | 17012919 | Infusion Pumps, Multitherapy
A63030 | BD | Alaris PC | 16802495 | Controllers, Infusion Pump Systems, Programmable
| CARDINAL HEALTH | Kangaroo OMNI | 21KS24W0051570 | Infusion Pumps, Enteral Feeding
A63124 | BD | Alaris Pump Module | 17007937 | Infusion Pumps, Multitherapy
A63929 | BD | Alaris Pump Module | 17036920 | Infusion Pumps, Multitherapy
A63118 | BD | Alaris Pump Module | 17008634 | Infusion Pumps, Multitherapy
A61668 | BD | Alaris PC | 17020967 | Controllers, Infusion Pump Systems, Programmable
Bn25706 | Currie Medical Specialties Inc. | Alternating Leg Pressure (ALP) with ALP 501 | 39788 | Circulatory Assist Units, Peripheral Compression, Intermittent
A62596 | BD | Alaris Pump Module | 16998406 | Infusion Pumps, Multitherapy
A63918 | BD | Alaris Pump Module | 17033844 | Infusion Pumps, Multitherapy
A61756 | BD | Alaris Pump Module | 17033968 | Infusion Pumps, Multitherapy
A63112 | BD | Alaris Pump Module | 17017932 | Infusion Pumps, Multitherapy
A62430 | BD | Alaris Pump Module | 17036308 | Infusion Pumps, Multitherapy
A63401 | BD | Alaris Pump Module | 17022112 | Infusion Pumps, Multitherapy
A63607 | BD | Alaris Pump Module | 17036081 | Infusion Pumps, Multitherapy
A62074 | BD | Alaris Pump Module | 17033776 | Infusion Pumps, Multitherapy
A63694 | BD | Alaris Pump Module | 17035554 | Infusion Pumps, Multitherapy
A61345 | BD | Medley Syringe Module | 17028305 | Infusion Pumps, Multitherapy
A63356 | BD | Alaris Pump Module | 17008307 | Infusion Pumps, Multitherapy
BN24464 | Currie Medical Specialties Inc. | Alternating Leg Pressure (ALP) with ALP 501 | 14460 | Circulatory Assist Units, Peripheral Compression, Intermittent
A61692 | BD | Alaris Pump Module | 17035930 | Infusion Pumps, Multitherapy
A61116 | BD | Alaris PC | 17002380 | Controllers, Infusion Pump Systems, Programmable
A61422 | BD | Alaris PCA Module | 16992686 | Infusion Pumps, Analgesic, Patient-Controlled
A62652 | BD | Alaris Pump Module | 17034210 | Infusion Pumps, Multitherapy
A61825 | BD | Alaris Pump Module | 17033834 | Infusion Pumps, Multitherapy
A62031 | BD | Alaris Pump Module | 16998838 | Infusion Pumps, Multitherapy
A62496 | BD | Alaris Pump Module | 17000907 | Infusion Pumps, Multitherapy
A63539 | BD | Alaris Pump Module | 17008788 | Infusion Pumps, Multitherapy
A61283 | BD | Alaris PCA Module | 16991975 | Infusion Pumps, Analgesic, Patient-Controlled
BS21985 | Currie Medical Specialties Inc. | Alternating Leg Pressure (ALP) with ALP 501 | 4834 | Circulatory Assist Units, Peripheral Compression, Intermittent
A61962 | BD | Alaris Pump Module | 17033475 | Infusion Pumps, Multitherapy
| Currie Medical Specialties Inc. | Alternating Leg Pressure (ALP) with ALP 501 | 39221 | Circulatory Assist Units, Peripheral Compression, Intermittent
A63995 | BD | Alaris Pump Module | 17032163 | Infusion Pumps, Multitherapy
A63691 | BD | Alaris Pump Module | 17036453 | Infusion Pumps, Multitherapy
| Currie Medical Specialties Inc. | Alternating Leg Pressure (ALP) with ALP 501 | 12633 | Circulatory Assist Units, Peripheral Compression, Intermittent
A63599 | BD | Alaris Pump Module | 17036363 | Infusion Pumps, Multitherapy
| Currie Medical Specialties Inc. | Alternating Leg Pressure (ALP) with ALP 501 | 33387 | Circulatory Assist Units, Peripheral Compression, Intermittent
A63927 | BD | Alaris Pump Module | 17034445 | Infusion Pumps, Multitherapy
A62003 | BD | Alaris Pump Module | 17001469 | Infusion Pumps, Multitherapy
A62537 | BD | Alaris Pump Module | 17033447 | Infusion Pumps, Multitherapy
BS18674 | Currie Medical Specialties Inc. | Alternating Leg Pressure (ALP) with ALP 501 | 39785 | Circulatory Assist Units, Peripheral Compression, Intermittent
A63704 | BD | Alaris Pump Module | 17033772 | Infusion Pumps, Multitherapy
A62623 | BD | Alaris Pump Module | 17033598 | Infusion Pumps, Multitherapy
A62097 | BD | Alaris Pump Module | 17000738 | Infusion Pumps, Multitherapy
A61627 | BD | Alaris Pump Module | 17031006 | Infusion Pumps, Multitherapy
A61612 | BD | Alaris Pump Module | 17031983 | Infusion Pumps, Multitherapy
A62149 | BD | Alaris PC | 16898609 | Controllers, Infusion Pump Systems, Programmable
A62084 | BD | Alaris PC | 17014082 | Controllers, Infusion Pump Systems, Programmable
A63444 | BD | Alaris Pump Module | 17022147 | Infusion Pumps, Multitherapy
A63333 | BD | Alaris Pump Module | 17019402 | Infusion Pumps, Multitherapy
A61511 | BD | Alaris Pump Module | 17034223 | Infusion Pumps, Multitherapy
A61836 | BD | Alaris Pump Module | 17032246 | Infusion Pumps, Multitherapy
A62454 | BD | Alaris Pump Module | 17036227 | Infusion Pumps, Multitherapy
A61380 | BD | Alaris PC | 17028735 | Controllers, Infusion Pump Systems, Programmable
A61991 | BD | Alaris PC | 17021607 | Controllers, Infusion Pump Systems, Programmable
A63937 | BD | Alaris Pump Module | 17033842 | Infusion Pumps, Multitherapy
A63421 | BD | Alaris Pump Module | 17008562 | Infusion Pumps, Multitherapy
A61373 | BD | Alaris PC | 17017794 | Controllers, Infusion Pump Systems, Programmable
A62196 | BD | Alaris PC | 16942803 | Controllers, Infusion Pump Systems, Programmable
A63065 | BD | Alaris PC | 16801433 | Controllers, Infusion Pump Systems, Programmable
A61871 | BD | Alaris Pump Module | 17032581 | Infusion Pumps, Multitherapy
A63486 | BD | Medley Syringe Module | 16732782 | Infusion Pumps, Multitherapy
| CARDINAL HEALTH | Kangaroo OMNI | 21KS24W0051118 | Infusion Pumps, Enteral Feeding
A63554 | BD | Alaris Pump Module | 17021720 | Infusion Pumps, Multitherapy
A61831 | BD | Alaris Pump Module | 17032445 | Infusion Pumps, Multitherapy
| CARDINAL HEALTH | Kangaroo OMNI | 21KS24W0051593 | Infusion Pumps, Enteral Feeding
A63383 | BD | Alaris Pump Module | 17002748 | Infusion Pumps, Multitherapy
A62414 | BD | Alaris Pump Module | 17031967 | Infusion Pumps, Multitherapy
A62323 | BD | Alaris Pump Module | 16997648 | Infusion Pumps, Multitherapy
A62472 | BD | Alaris Pump Module | 17034720 | Infusion Pumps, Multitherapy
A62210 | BD | Alaris PC | 17014361 | Controllers, Infusion Pump Systems, Programmable
A62377 | BD | Alaris Pump Module | 16998253 | Infusion Pumps, Multitherapy
A61466 | BD | Alaris PC | 17028446 | Controllers, Infusion Pump Systems, Programmable
A61565 | BD | Alaris Pump Module | 17034716 | Infusion Pumps, Multitherapy
A63328 | BD | Alaris Pump Module | 17008686 | Infusion Pumps, Multitherapy
A61008 | BD | Alaris PC | 16893763 | Controllers, Infusion Pump Systems, Programmable
A63362 | BD | Alaris Pump Module | 17007473 | Infusion Pumps, Multitherapy
A62456 | BD | Alaris Pump Module | 17032616 | Infusion Pumps, Multitherapy
A63781 | BD | Alaris PC | 17018010 | Controllers, Infusion Pump Systems, Programmable
A63638 | BD | Alaris Pump Module | 17033891 | Infusion Pumps, Multitherapy
A63321 | BD | Alaris Pump Module | 17019689 | Infusion Pumps, Multitherapy
A63179 | BD | Alaris Pump Module | 17020371 | Infusion Pumps, Multitherapy
A63304 | BD | Alaris Pump Module | 17006229 | Infusion Pumps, Multitherapy
| Currie Medical Specialties Inc. | Alternating Leg Pressure (ALP) with ALP 501 | 35983 | Circulatory Assist Units, Peripheral Compression, Intermittent
A61391 | BD | Alaris PC | 17024636 | Controllers, Infusion Pump Systems, Programmable
A62263 | BD | Alaris PC | 16896300 | Controllers, Infusion Pump Systems, Programmable
A61774 | BD | Alaris PC | 17020772 | Controllers, Infusion Pump Systems, Programmable
| Currie Medical Specialties Inc. | Alternating Leg Pressure (ALP) with ALP 501 | 30405 | Circulatory Assist Units, Peripheral Compression, Intermittent
| Currie Medical Specialties Inc. | Alternating Leg Pressure (ALP) with ALP 501 | 33418 | Circulatory Assist Units, Peripheral Compression, Intermittent
| Currie Medical Specialties Inc. | Alternating Leg Pressure (ALP) with ALP 501 | 31716 | Circulatory Assist Units, Peripheral Compression, Intermittent
bs27798 | Encompass Group | AccuMax Quantum Convertible | P180400288 | Mattress Systems, Alternating-Pressure
157287 | Ohio Medical Corporation | Intermittent/Continuous Vacuum Regulator | Vra07443ep | Regulators, Suction
| CARDINAL HEALTH | Kangaroo OMNI | 21KS24W0051084 | Infusion Pumps, Enteral Feeding
A62174 | BD | Alaris PC | 16947999 | Controllers, Infusion Pump Systems, Programmable
BS23183 | Currie Medical Specialties Inc. | Alternating Leg Pressure (ALP) with ALP 501 | 4479 | Circulatory Assist Units, Peripheral Compression, Intermittent
A63861 | BD | Alaris Pump Module | 17035881 | Infusion Pumps, Multitherapy
A62546 | BD | Alaris Pump Module | 17032355 | Infusion Pumps, Multitherapy
A63543 | BD | Alaris Pump Module | 17035842 | Infusion Pumps, Multitherapy
BN30715 | Currie Medical Specialties Inc. | Alternating Leg Pressure (ALP) with ALP 501 | 25273 | Circulatory Assist Units, Peripheral Compression, Intermittent
| Currie Medical Specialties Inc. | Alternating Leg Pressure (ALP) with ALP 501 | 27473 | Circulatory Assist Units, Peripheral Compression, Intermittent
A63148 | BD | Alaris Pump Module | 17022152 | Infusion Pumps, Multitherapy
A63605 | BD | Alaris Pump Module | 17034749 | Infusion Pumps, Multitherapy
A62482 | BD | Alaris Pump Module | 17035929 | Infusion Pumps, Multitherapy
A63666 | BD | Alaris Pump Module | 17035207 | Infusion Pumps, Multitherapy
A62654 | BD | Alaris Pump Module | 17031063 | Infusion Pumps, Multitherapy
A61199 | BD | Alaris PC | 17014247 | Controllers, Infusion Pump Systems, Programmable
A62387 | BD | Alaris Pump Module | 17000747 | Infusion Pumps, Multitherapy
| Currie Medical Specialties Inc. | Alternating Leg Pressure (ALP) with ALP 501 | 33560 | Circulatory Assist Units, Peripheral Compression, Intermittent
A63499 | BD | Alaris PC | 17031354 | Controllers, Infusion Pump Systems, Programmable
A62324 | BD | Alaris Pump Module | 16999990 | Infusion Pumps, Multitherapy
A63600 | BD | Alaris Pump Module | 17036465 | Infusion Pumps, Multitherapy
BN24950 | Currie Medical Specialties Inc. | Alternating Leg Pressure (ALP) with ALP 501 | 22310 | Circulatory Assist Units, Peripheral Compression, Intermittent
A62237 | BD | Alaris PC | 16948504 | Controllers, Infusion Pump Systems, Programmable
A61953 | BD | Alaris Pump Module | 17032588 | Infusion Pumps, Multitherapy
A61390 | BD | Alaris PC | 17025141 | Controllers, Infusion Pump Systems, Programmable
A63984 | BD | Alaris PC | 17028452 | Controllers, Infusion Pump Systems, Programmable
| Currie Medical Specialties Inc. | Alternating Leg Pressure (ALP) with ALP 501 | 23513 | Circulatory Assist Units, Peripheral Compression, Intermittent
A62641 | BD | Alaris Pump Module | 16994483 | Infusion Pumps, Multitherapy
A61307 | BD | Alaris PCA Module | 16991960 | Infusion Pumps, Analgesic, Patient-Controlled
A63441 | BD | Alaris Pump Module | 17008103 | Infusion Pumps, Multitherapy
A63751 | BD | Alaris PC | 17008919 | Controllers, Infusion Pump Systems, Programmable
A62598 | BD | Alaris Pump Module | 16997705 | Infusion Pumps, Multitherapy
A63067 | BD | Alaris PC | 16890708 | Controllers, Infusion Pump Systems, Programmable
BN27150 | Currie Medical Specialties Inc. | Alternating Leg Pressure (ALP) with ALP 501 | 39793 | Circulatory Assist Units, Peripheral Compression, Intermittent
A62008 | BD | Alaris Pump Module | 17032937 | Infusion Pumps, Multitherapy
A62411 | BD | Alaris Pump Module | 17034627 | Infusion Pumps, Multitherapy
A62611 | BD | Alaris Pump Module | 17033849 | Infusion Pumps, Multitherapy
A63479 | BD | Alaris PCA Module | 17026110 | Infusion Pumps, Analgesic, Patient-Controlled
A61527 | BD | Alaris Pump Module | 17007858 | Infusion Pumps, Multitherapy
A62091 | BD | Alaris PC | 17015133 | Controllers, Infusion Pump Systems, Programmable
A62045 | BD | Alaris Pump Module | 17034431 | Infusion Pumps, Multitherapy
A63188 | BD | Alaris Pump Module | 17012517 | Infusion Pumps, Multitherapy
A62563 | BD | Alaris Pump Module | 17034032 | Infusion Pumps, Multitherapy
A61291 | BD | Alaris PCA Module | 16992271 | Infusion Pumps, Analgesic, Patient-Controlled
A61613 | BD | Alaris Pump Module | 17036073 | Infusion Pumps, Multitherapy
A62540 | BD | Alaris Pump Module | 17033729 | Infusion Pumps, Multitherapy
A61316 | BD | Medley Syringe Module | 17026865 | Infusion Pumps, Multitherapy
A63415 | BD | Alaris Pump Module | 17008420 | Infusion Pumps, Multitherapy
| Currie Medical Specialties Inc. | Alternating Leg Pressure (ALP) with ALP 501 | 33495 | Circulatory Assist Units, Peripheral Compression, Intermittent
A62436 | BD | Alaris Pump Module | 17034038 | Infusion Pumps, Multitherapy
A61500 | BD | Alaris PC | 17026553 | Controllers, Infusion Pump Systems, Programmable
BS18528 | 3M Health Care | Bair Hugger 775 | 62444 | Warming Units, Patient, Forced-Air
A62517 | BD | Alaris Pump Module | 16999953 | Infusion Pumps, Multitherapy
A61990 | BD | Alaris PC | 17021208 | Controllers, Infusion Pump Systems, Programmable
A61396 | BD | Alaris PCA Module | 16992356 | Infusion Pumps, Analgesic, Patient-Controlled
A62408 | BD | Alaris Pump Module | 17034888 | Infusion Pumps, Multitherapy
A63846 | BD | Alaris Pump Module | 17031611 | Infusion Pumps, Multitherapy
a61622 | BD | Alaris Pump Module | 17028415 | Infusion Pumps, Multitherapy
A61100 | BD | Alaris PC | 17016565 | Controllers, Infusion Pump Systems, Programmable
A63231 | BD | Alaris Pump Module | 17014686 | Infusion Pumps, Multitherapy
A63667 | BD | Alaris Pump Module | 17034389 | Infusion Pumps, Multitherapy
A63003 | BD | Alaris PC | 16881904 | Controllers, Infusion Pump Systems, Programmable
A61652 | BD | Alaris PC | 17027078 | Controllers, Infusion Pump Systems, Programmable
A63817 | BD | Alaris Pump Module | 17034806 | Infusion Pumps, Multitherapy
A62100 | BD | Alaris PC | 17013848 | Controllers, Infusion Pump Systems, Programmable
A61424 | BD | Alaris PCA Module | 16992466 | Infusion Pumps, Analgesic, Patient-Controlled
A62083 | BD | Alaris PC | 17015456 | Controllers, Infusion Pump Systems, Programmable
A63267 | BD | Alaris Pump Module | 17007935 | Infusion Pumps, Multitherapy
A62375 | BD | Alaris Pump Module | 16999129 | Infusion Pumps, Multitherapy
A63218 | BD | Alaris Pump Module | 17005947 | Infusion Pumps, Multitherapy
A62357 | BD | Alaris Pump Module | 16994070 | Infusion Pumps, Multitherapy
A61777 | BD | Alaris Pump Module | 17031408 | Infusion Pumps, Multitherapy
A63098 | BD | Alaris Pump Module | 17007986 | Infusion Pumps, Multitherapy
BS18906 | Currie Medical Specialties Inc. | Alternating Leg Pressure (ALP) with ALP 501 | 3362 | Circulatory Assist Units, Peripheral Compression, Intermittent
A63473 | BD | Alaris PCA Module | 16991997 | Infusion Pumps, Analgesic, Patient-Controlled
A61282 | BD | Alaris PC | 16800771 | Controllers, Infusion Pump Systems, Programmable
A61261 | BD | Alaris PC | 16891111 | Controllers, Infusion Pump Systems, Programmable
A62547 | BD | Alaris Pump Module | 17030529 | Infusion Pumps, Multitherapy
A61716 | BD | Alaris Pump Module | 17033093 | Infusion Pumps, Multitherapy
A62514 | BD | Alaris Pump Module | 17028135 | Infusion Pumps, Multitherapy
A61438 | BD | Alaris PC | 17036063 | Controllers, Infusion Pump Systems, Programmable
A61383 | BD | Alaris PC | 17020345 | Controllers, Infusion Pump Systems, Programmable
A63521 | BD | Alaris PCA Module | 17026709 | Infusion Pumps, Analgesic, Patient-Controlled
A61810 | BD | Alaris PC | 17013232 | Controllers, Infusion Pump Systems, Programmable
A61587 | BD | Alaris Pump Module | 17031638 | Infusion Pumps, Multitherapy
A62459 | BD | Alaris Pump Module | 17035906 | Infusion Pumps, Multitherapy
A63363 | BD | Alaris Pump Module | 17008657 | Infusion Pumps, Multitherapy
A61914 | BD | Alaris PC | 17021329 | Controllers, Infusion Pump Systems, Programmable
A62340 | BD | Alaris Pump Module | 17000787 | Infusion Pumps, Multitherapy
A61701 | BD | Alaris Pump Module | 17032032 | Infusion Pumps, Multitherapy
A63709 | BD | Alaris PC | 17018322 | Controllers, Infusion Pump Systems, Programmable
| Currie Medical Specialties Inc. | Alternating Leg Pressure (ALP) with ALP 501 | 5890 | Circulatory Assist Units, Peripheral Compression, Intermittent
A62080 | BD | Alaris PC | 17012951 | Controllers, Infusion Pump Systems, Programmable
A61319 | BD | Alaris PC | 17017193 | Controllers, Infusion Pump Systems, Programmable
A63434 | BD | Alaris Pump Module | 17006234 | Infusion Pumps, Multitherapy
A62007 | BD | Alaris Pump Module | 17033477 | Infusion Pumps, Multitherapy
A63967 | BD | Alaris PC | 17028822 | Controllers, Infusion Pump Systems, Programmable
A61309 | BD | Alaris PCA Module | 16992264 | Infusion Pumps, Analgesic, Patient-Controlled
A63769 | BD | Alaris PC | 17026939 | Controllers, Infusion Pump Systems, Programmable
A62182 | BD | Alaris PC | 16942813 | Controllers, Infusion Pump Systems, Programmable
A62352 | BD | Alaris Pump Module | 17000497 | Infusion Pumps, Multitherapy
A63168 | BD | Alaris Pump Module | 17015642 | Infusion Pumps, Multitherapy
| Currie Medical Specialties Inc. | Alternating Leg Pressure (ALP) with ALP 501 | 21065 | Circulatory Assist Units, Peripheral Compression, Intermittent
A61768 | BD | Alaris Pump Module | 17032878 | Infusion Pumps, Multitherapy
BS18494 | 3M Health Care | Bair Hugger 775 | 62462 | Warming Units, Patient, Forced-Air
A61988 | BD | Alaris PC | 17020832 | Controllers, Infusion Pump Systems, Programmable
A61122 | BD | Alaris PC | 17016402 | Controllers, Infusion Pump Systems, Programmable
A61934 | BD | Alaris Pump Module | 17032909 | Infusion Pumps, Multitherapy
A62556 | BD | Alaris Pump Module | 17033197 | Infusion Pumps, Multitherapy
A63601 | BD | Alaris Pump Module | 17034671 | Infusion Pumps, Multitherapy
A61604 | BD | Alaris Pump Module | 17028607 | Infusion Pumps, Multitherapy
A61674 | BD | Alaris Pump Module | 17033989 | Infusion Pumps, Multitherapy
A61159 | BD | Alaris PCA Module | 16991912 | Infusion Pumps, Analgesic, Patient-Controlled
A53313 | BD | Alaris EtCO2 Module | 001360C0BF2A65B1 | Infusion Pumps Modules, Exhaled Carbon Dioxide
A62246 | BD | Alaris PC | 17013956 | Controllers, Infusion Pump Systems, Programmable
A63876 | BD | Alaris Pump Module | 17035165 | Infusion Pumps, Multitherapy
| Currie Medical Specialties Inc. | Alternating Leg Pressure (ALP) with ALP 501 | 37295 | Circulatory Assist Units, Peripheral Compression, Intermittent
A62411 | BD | Alaris Pump Module | 17033196 | Infusion Pumps, Multitherapy
A61903 | BD | Alaris Pump Module | 17033516 | Infusion Pumps, Multitherapy
A63765 | BD | Alaris PC | 17027419 | Controllers, Infusion Pump Systems, Programmable
A62464 | BD | Alaris Pump Module | 17035279 | Infusion Pumps, Multitherapy
A61721 | BD | Alaris Pump Module | 17031080 | Infusion Pumps, Multitherapy
A61776 | BD | Alaris PC | 17016599 | Controllers, Infusion Pump Systems, Programmable
A61209 | BD | Alaris PC | 17014472 | Controllers, Infusion Pump Systems, Programmable
A63611 | BD | Alaris Pump Module | 17035979 | Infusion Pumps, Multitherapy
A63663 | BD | Alaris Pump Module | 17036716 | Infusion Pumps, Multitherapy
A63822 | BD | Alaris Pump Module | 17034897 | Infusion Pumps, Multitherapy
A61847 | BD | Alaris Pump Module | 17032460 | Infusion Pumps, Multitherapy
| Currie Medical Specialties Inc. | Alternating Leg Pressure (ALP) with ALP 501 | 10637 | Circulatory Assist Units, Peripheral Compression, Intermittent
A62608 | BD | Alaris Pump Module | 16995746 | Infusion Pumps, Multitherapy
A61148 | BD | Alaris PC | 16802757 | Controllers, Infusion Pump Systems, Programmable
A62330 | BD | Alaris Pump Module | 16999471 | Infusion Pumps, Multitherapy
A62273 | BD | Alaris PC | 16895672 | Controllers, Infusion Pump Systems, Programmable
A62228 | BD | Alaris PC | 17012948 | Controllers, Infusion Pump Systems, Programmable
A62187 | BD | Alaris PC | 16898000 | Controllers, Infusion Pump Systems, Programmable
A62351 | BD | Alaris Pump Module | 16999102 | Infusion Pumps, Multitherapy
A63618 | BD | Alaris Pump Module | 17007961 | Infusion Pumps, Multitherapy
A61490 | BD | Alaris PC | 17018047 | Controllers, Infusion Pump Systems, Programmable
A62633 | BD | Alaris Pump Module | 17034956 | Infusion Pumps, Multitherapy
A62232 | BD | Alaris PC | 17014851 | Controllers, Infusion Pump Systems, Programmable
A62067 | BD | Alaris Pump Module | 17032471 | Infusion Pumps, Multitherapy
A62408 | BD | Alaris Pump Module | 17034888 | Infusion Pumps, Multitherapy
A61984 | BD | Alaris PC | 17020492 | Controllers, Infusion Pump Systems, Programmable
BN28334 | Currie Medical Specialties Inc. | Alternating Leg Pressure (ALP) with ALP 501 | 1985 | Circulatory Assist Units, Peripheral Compression, Intermittent
A62184 | BD | Alaris PC | 16948354 | Controllers, Infusion Pump Systems, Programmable
A63012 | BD | Alaris PC | 16801055 | Controllers, Infusion Pump Systems, Programmable
A62443 | BD | Alaris Pump Module | 17035933 | Infusion Pumps, Multitherapy
A62227 | BD | Alaris PC | 17012933 | Controllers, Infusion Pump Systems, Programmable
BN20977 | Encompass Group | AccuMax Quantum Convertible | P1010-04570 | Mattress Systems, Alternating-Pressure
A62573 | BD | Alaris Pump Module | 17036234 | Infusion Pumps, Multitherapy
A61833 | BD | Alaris Pump Module | 17033131 | Infusion Pumps, Multitherapy
A63295 | BD | Alaris Pump Module | 17020805 | Infusion Pumps, Multitherapy
A63538 | BD | Alaris Pump Module | 17035100 | Infusion Pumps, Multitherapy
A61788 | BD | Alaris Pump Module | 17035901 | Infusion Pumps, Multitherapy
A61201 | BD | Alaris PC | 17013865 | Controllers, Infusion Pump Systems, Programmable
A62640 | BD | Alaris Pump Module | 17000258 | Infusion Pumps, Multitherapy
A63674 | BD | Alaris Pump Module | 17008078 | Infusion Pumps, Multitherapy
A63089 | BD | Alaris PC | 16886430 | Controllers, Infusion Pump Systems, Programmable
A63252 | BD | Alaris Pump Module | 17006537 | Infusion Pumps, Multitherapy
BN26710 | Currie Medical Specialties Inc. | Alternating Leg Pressure (ALP) with ALP 501 | 4542 | Circulatory Assist Units, Peripheral Compression, Intermittent
A63654 | BD | Alaris Pump Module | 17034681 | Infusion Pumps, Multitherapy
| CARDINAL HEALTH | Kangaroo OMNI | 21KS24W0051603 | Infusion Pumps, Enteral Feeding
A62361 | BD | Alaris Pump Module | 16999941 | Infusion Pumps, Multitherapy
A63478 | BD | Alaris PCA Module | 17009427 | Infusion Pumps, Analgesic, Patient-Controlled
A63737 | BD | Alaris PC | 17021281 | Controllers, Infusion Pump Systems, Programmable
A61296 | BD | Alaris PCA Module | 16992072 | Infusion Pumps, Analgesic, Patient-Controlled
A62412 | BD | Alaris Pump Module | 17035106 | Infusion Pumps, Multitherapy
A62636 | BD | Alaris Pump Module | 17032671 | Infusion Pumps, Multitherapy
A61514 | BD | Alaris Pump Module | 17036665 | Infusion Pumps, Multitherapy
A61029 | BD | Alaris PC | 16894707 | Controllers, Infusion Pump Systems, Programmable
A62209 | BD | Alaris PC | 17013835 | Controllers, Infusion Pump Systems, Programmable
A62650 | BD | Alaris Pump Module | 17030021 | Infusion Pumps, Multitherapy
A62518 | BD | Alaris Pump Module | 16999896 | Infusion Pumps, Multitherapy
A63392 | BD | Alaris Pump Module | 17008288 | Infusion Pumps, Multitherapy
A53319 | BD | Alaris EtCO2 Module | 18401338 | Infusion Pumps Modules, Exhaled Carbon Dioxide
A63282 | BD | Alaris Pump Module | 17022242 | Infusion Pumps, Multitherapy
A61162 | BD | Alaris PCA Module | 16992330 | Infusion Pumps, Analgesic, Patient-Controlled
A61566 | BD | Alaris Pump Module | 17032030 | Infusion Pumps, Multitherapy
| Currie Medical Specialties Inc. | Alternating Leg Pressure (ALP) with ALP 501 | 30586 | Circulatory Assist Units, Peripheral Compression, Intermittent
A62512 | BD | Alaris Pump Module | 17033644 | Infusion Pumps, Multitherapy
A62215 | BD | Alaris PC | 17014735 | Controllers, Infusion Pump Systems, Programmable
A63205 | BD | Alaris Pump Module | 17017653 | Infusion Pumps, Multitherapy
A61824 | BD | Alaris Pump Module | 17033964 | Infusion Pumps, Multitherapy
| CARDINAL HEALTH | Kangaroo OMNI | 21KS24W0051720 | Infusion Pumps, Enteral Feeding
A61861 | BD | Alaris Pump Module | 17034675 | Infusion Pumps, Multitherapy
A61649 | BD | Alaris Pump Module | 17031856 | Infusion Pumps, Multitherapy
A63337 | BD | Alaris Pump Module | 17005091 | Infusion Pumps, Multitherapy
| Currie Medical Specialties Inc. | Alternating Leg Pressure (ALP) with ALP 501 | 23513 | Circulatory Assist Units, Peripheral Compression, Intermittent
A61571 | BD | Alaris Pump Module | 17036848 | Infusion Pumps, Multitherapy
A63201 | BD | Alaris Pump Module | 17011826 | Infusion Pumps, Multitherapy
A61311 | BD | Alaris PCA Module | 16991787 | Infusion Pumps, Analgesic, Patient-Controlled
| Currie Medical Specialties Inc. | Alternating Leg Pressure (ALP) with ALP 501 | 11346 | Circulatory Assist Units, Peripheral Compression, Intermittent
A61471 | BD | Alaris PC | 17027886 | Controllers, Infusion Pump Systems, Programmable
A63115 | BD | Alaris Pump Module | 17021995 | Infusion Pumps, Multitherapy
A61046 | BD | Alaris PC | 16891657 | Controllers, Infusion Pump Systems, Programmable
A63289 | BD | Alaris Pump Module | 17022376 | Infusion Pumps, Multitherapy
A63729 | BD | Alaris PC | 17021438 | Controllers, Infusion Pump Systems, Programmable
A61754 | BD | Alaris Pump Module | 17033917 | Infusion Pumps, Multitherapy
A61791 | BD | Alaris Pump Module | 17033602 | Infusion Pumps, Multitherapy
A61281 | BD | Alaris PC | 16801607 | Controllers, Infusion Pump Systems, Programmable
A63102 | BD | Alaris Pump Module | 16932748 | Infusion Pumps, Multitherapy
A63849 | BD | Alaris Pump Module | 17036352 | Infusion Pumps, Multitherapy
A61151 | BD | Alaris PC | 16803357 | Controllers, Infusion Pump Systems, Programmable
A62041 | BD | Alaris Pump Module | 16997860 | Infusion Pumps, Multitherapy
A62509 | BD | Alaris Pump Module | 17031715 | Infusion Pumps, Multitherapy
A63138 | BD | Alaris Pump Module | 17021767 | Infusion Pumps, Multitherapy
A61207 | BD | Alaris PC | 17014155 | Controllers, Infusion Pump Systems, Programmable
A63275 | BD | Alaris Pump Module | 17020367 | Infusion Pumps, Multitherapy
A63330 | BD | Alaris Pump Module | 17007330 | Infusion Pumps, Multitherapy
A62282 | BD | Alaris PC | 16898462 | Controllers, Infusion Pump Systems, Programmable
A63720 | BD | Alaris PC | 17031764 | Controllers, Infusion Pump Systems, Programmable
A61141 | BD | Alaris PC | 17027443 | Controllers, Infusion Pump Systems, Programmable
A61851 | BD | Alaris Pump Module | 17034239 | Infusion Pumps, Multitherapy
A61715 | BD | Alaris Pump Module | 17032530 | Infusion Pumps, Multitherapy
A61846 | BD | Alaris Pump Module | 17032464 | Infusion Pumps, Multitherapy
A63700 | BD | Alaris Pump Module | 17036662 | Infusion Pumps, Multitherapy
A61259 | BD | Alaris PC | 16891977 | Controllers, Infusion Pump Systems, Programmable
A61773 | BD | Alaris Pump Module | 17034541 | Infusion Pumps, Multitherapy
A63322 | BD | Alaris Pump Module | 17006862 | Infusion Pumps, Multitherapy
A63446 | BD | Alaris Pump Module | 17008721 | Infusion Pumps, Multitherapy
A63701 | BD | Alaris Pump Module | 16932112 | Infusion Pumps, Multitherapy
A63271 | BD | Alaris Pump Module | 17008460 | Infusion Pumps, Multitherapy
A61923 | BD | Alaris PC | 17021204 | Controllers, Infusion Pump Systems, Programmable
A63483 | BD | Alaris PCA Module | 16992003 | Infusion Pumps, Analgesic, Patient-Controlled
A62547 | BD | Alaris Pump Module | 16359126 | Infusion Pumps, Multitherapy
A61312 | BD | Alaris PCA Module | 16991952 | Infusion Pumps, Analgesic, Patient-Controlled
A62146 | BD | Alaris PC | 17027823 | Controllers, Infusion Pump Systems, Programmable
A63956 | BD | Alaris Pump Module | 17033240 | Infusion Pumps, Multitherapy
| Currie Medical Specialties Inc. | Alternating Leg Pressure (ALP) with ALP 501 | 2517 | Circulatory Assist Units, Peripheral Compression, Intermittent
bn23707 | Currie Medical Specialties Inc. | Alternating Leg Pressure (ALP) with ALP 501 | 14529 | Circulatory Assist Units, Peripheral Compression, Intermittent
| CARDINAL HEALTH | Kangaroo OMNI | 21KS24W0051584 | Infusion Pumps, Enteral Feeding
A63100 | BD | Alaris Pump Module | 17006301 | Infusion Pumps, Multitherapy
| Currie Medical Specialties Inc. | Alternating Leg Pressure (ALP) with ALP 501 | 36439 | Circulatory Assist Units, Peripheral Compression, Intermittent
BN25939 | Currie Medical Specialties Inc. | Alternating Leg Pressure (ALP) with ALP 501 | 2496 | Circulatory Assist Units, Peripheral Compression, Intermittent
30941 | Currie Medical Specialties Inc. | Alternating Leg Pressure (ALP) with ALP 501 | 30941 | Circulatory Assist Units, Peripheral Compression, Intermittent
A63040 | BD | Alaris PC | 16767003 | Controllers, Infusion Pump Systems, Programmable
BN24732 | Currie Medical Specialties Inc. | Alternating Leg Pressure (ALP) with ALP 501 | 26725 | Circulatory Assist Units, Peripheral Compression, Intermittent
A63104 | BD | Alaris Pump Module | 17008258 | Infusion Pumps, Multitherapy
A62332 | BD | Alaris Pump Module | 17001204 | Infusion Pumps, Multitherapy
1377419 | Currie Medical Specialties Inc. | Alternating Leg Pressure (ALP) with ALP 501 | 7553 | Circulatory Assist Units, Peripheral Compression, Intermittent
BN15150 | Currie Medical Specialties Inc. | Alternating Leg Pressure (ALP) with ALP 501 | 11786 | Circulatory Assist Units, Peripheral Compression, Intermittent
166873 | Currie Medical Specialties Inc. | Alternating Leg Pressure (ALP) with ALP 501 | 7179 | Circulatory Assist Units, Peripheral Compression, Intermittent
A62201 | BD | Alaris PC | 17016169 | Controllers, Infusion Pump Systems, Programmable
| Currie Medical Specialties Inc. | Alternating Leg Pressure (ALP) with ALP 501 | 11392 | Circulatory Assist Units, Peripheral Compression, Intermittent
A61168 | BD | Alaris PC | 17002300 | Controllers, Infusion Pump Systems, Programmable
| CARDINAL HEALTH | Kangaroo OMNI | KS24W0051036 | Infusion Pumps, Enteral Feeding
A62429 | BD | Alaris Pump Module | 17031594 | Infusion Pumps, Multitherapy
A61254 | BD | Alaris PC | 16890348 | Controllers, Infusion Pump Systems, Programmable
A63171 | BD | Alaris Pump Module | 17022142 | Infusion Pumps, Multitherapy
BN23713 | Currie Medical Specialties Inc. | Alternating Leg Pressure (ALP) with ALP 501 | 13750 | Circulatory Assist Units, Peripheral Compression, Intermittent
| Currie Medical Specialties Inc. | Alternating Leg Pressure (ALP) with ALP 501 | 5467 | Circulatory Assist Units, Peripheral Compression, Intermittent
A62489 | BD | Alaris Pump Module | 17033596 | Infusion Pumps, Multitherapy
A63436 | BD | Alaris Pump Module | 17006389 | Infusion Pumps, Multitherapy
BN26706 | Currie Medical Specialties Inc. | Alternating Leg Pressure (ALP) with ALP 501 | 1731 | Circulatory Assist Units, Peripheral Compression, Intermittent
179784 | Currie Medical Specialties Inc. | Alternating Leg Pressure (ALP) with ALP 501 | 16569 | Circulatory Assist Units, Peripheral Compression, Intermittent
A62311 | BD | Alaris Pump Module | 16993831 | Infusion Pumps, Multitherapy
| Currie Medical Specialties Inc. | Alternating Leg Pressure (ALP) with ALP 501 | 2173 | Circulatory Assist Units, Peripheral Compression, Intermittent
BS18681 | Currie Medical Specialties Inc. | Alternating Leg Pressure (ALP) with ALP 501 | 00857910006406 | Circulatory Assist Units, Peripheral Compression, Intermittent
A63258 | BD | Alaris Pump Module | 17021932 | Infusion Pumps, Multitherapy
A61110 | BD | Alaris PC | 17016379 | Controllers, Infusion Pump Systems, Programmable
A63629 | BD | Alaris Pump Module | 17007052 | Infusion Pumps, Multitherapy
A63111 | BD | Alaris Pump Module | 17020380 | Infusion Pumps, Multitherapy
| CARDINAL HEALTH | Kangaroo OMNI | 21KS24W0050848 | Infusion Pumps, Enteral Feeding
A62226 | BD | Alaris PC | 17014084 | Controllers, Infusion Pump Systems, Programmable
| CARDINAL HEALTH | Kangaroo OMNI | 21KS24W0051569 | Infusion Pumps, Enteral Feeding
| BD | Alaris Pump Module | 17033771 | Infusion Pumps, Multitherapy
A63655 | BD | Alaris Pump Module | 17034893 | Infusion Pumps, Multitherapy
A63983 | BD | Alaris PC | 17027775 | Controllers, Infusion Pump Systems, Programmable
A62330 | BD | Alaris Pump Module | 17034139 | Infusion Pumps, Multitherapy
A63785 | BD | Alaris Pump Module | 17036093 | Infusion Pumps, Multitherapy
A61656 | BD | Alaris PC | 17002366 | Controllers, Infusion Pump Systems, Programmable
A62592 | BD | Alaris Pump Module | 17001470 | Infusion Pumps, Multitherapy
BS18503 | 3M Health Care | Bair Hugger 775 | 62342 | Warming Units, Patient, Forced-Air
A63936 | BD | Alaris Pump Module | 17034069 | Infusion Pumps, Multitherapy
A59702 | Cincinnati Sub-Zero Products Inc | Blanketrol III | 254-3-19654 | Warming/Cooling Units, Patient, Circulating-Liquid
A63518 | BD | Alaris PC | 17013338 | Controllers, Infusion Pump Systems, Programmable
A61172 | BD | Alaris PC | 17016384 | Controllers, Infusion Pump Systems, Programmable
A62625 | BD | Alaris Pump Module | 17032910 | Infusion Pumps, Multitherapy
A62213 | BD | Alaris PC | 17014940 | Controllers, Infusion Pump Systems, Programmable
a63975 | BD | Alaris Pump Module | 17034736 | Infusion Pumps, Multitherapy
A63023 | BD | Alaris PC | 16801353 | Controllers, Infusion Pump Systems, Programmable
| CARDINAL HEALTH | Kangaroo OMNI | 21KS24W005181 | Infusion Pumps, Enteral Feeding
A63210 | BD | Alaris Pump Module | 17021312 | Infusion Pumps, Multitherapy
A63315 | BD | Alaris Pump Module | 17022326 | Infusion Pumps, Multitherapy
A61242 | BD | Alaris PC | 16892796 | Controllers, Infusion Pump Systems, Programmable
A63935 | BD | Alaris Pump Module | 17031791 | Infusion Pumps, Multitherapy
BN28368 | Currie Medical Specialties Inc. | Alternating Leg Pressure (ALP) with ALP 501 | 4821 | Circulatory Assist Units, Peripheral Compression, Intermittent
A63371 | BD | Alaris Pump Module | 17008327 | Infusion Pumps, Multitherapy
A61937 | BD | Alaris Pump Module | 17033884 | Infusion Pumps, Multitherapy
A63085 | BD | Alaris PC | 17027121 | Controllers, Infusion Pump Systems, Programmable
A62279 | BD | Alaris PC | 16896213 | Controllers, Infusion Pump Systems, Programmable
A61690 | BD | Alaris Pump Module | 17033910 | Infusion Pumps, Multitherapy
A61805 | BD | Alaris Pump Module | 17032585 | Infusion Pumps, Multitherapy
| 3M Health Care | Bair Hugger 775 | 072784 | Warming Units, Patient, Forced-Air
A61001 | BD | Alaris Pump Module | 16932816 | Infusion Pumps, Multitherapy
Bn2442 | Currie Medical Specialties Inc. | Alternating Leg Pressure (ALP) with ALP 501 | 2893 | Circulatory Assist Units, Peripheral Compression, Intermittent
A61925 | BD | Alaris PC | 17020176 | Controllers, Infusion Pump Systems, Programmable
A63048 | BD | Alaris PC | 17028829 | Controllers, Infusion Pump Systems, Programmable
A63809 | BD | Alaris Pump Module | 17034531 | Infusion Pumps, Multitherapy
A63189 | BD | Alaris Pump Module | 17008461 | Infusion Pumps, Multitherapy
A62242 | BD | Alaris PC | 16951571 | Controllers, Infusion Pump Systems, Programmable
A62345 | BD | Alaris Pump Module | 17000944 | Infusion Pumps, Multitherapy
A62418 | BD | Alaris Pump Module | 17033562 | Infusion Pumps, Multitherapy
A61277 | BD | Alaris PC | 16802628 | Controllers, Infusion Pump Systems, Programmable
A63826 | BD | Alaris Pump Module | 17034960 | Infusion Pumps, Multitherapy
A63504 | BD | Alaris PC | 17028427 | Controllers, Infusion Pump Systems, Programmable
A61887 | BD | Alaris Pump Module | 17034179 | Infusion Pumps, Multitherapy
A63313 | BD | Alaris Pump Module | 17021403 | Infusion Pumps, Multitherapy
A61268 | BD | Alaris PC | 17024639 | Controllers, Infusion Pump Systems, Programmable
A63317 | BD | Alaris Pump Module | 17021167 | Infusion Pumps, Multitherapy
BS23880 | Currie Medical Specialties Inc. | Alternating Leg Pressure (ALP) with ALP 501 | 15348 | Circulatory Assist Units, Peripheral Compression, Intermittent
A61670 | BD | Alaris PC | 17027692 | Controllers, Infusion Pump Systems, Programmable
A61114 | BD | Alaris PC | 17017796 | Controllers, Infusion Pump Systems, Programmable
A63567 | BD | Alaris Pump Module | 17036264 | Infusion Pumps, Multitherapy
A61002 | BD | Alaris PC | 16888264 | Controllers, Infusion Pump Systems, Programmable
a63869 | BD | Alaris Pump Module | 17007979 | Infusion Pumps, Multitherapy
A62290 | BD | Alaris Pump Module | 17033922 | Infusion Pumps, Multitherapy
A63253 | BD | Alaris Pump Module | 17011231 | Infusion Pumps, Multitherapy
A61734 | BD | Alaris Pump Module | 17033726 | Infusion Pumps, Multitherapy
B41240 | 3M Health Care | V.A.C. ULTA | GAAC12730 | Wound Therapy Systems, Negative-Pressure
| Currie Medical Specialties Inc. | Alternating Leg Pressure (ALP) with ALP 501 | 38836 | Circulatory Assist Units, Peripheral Compression, Intermittent
A61215 | BD | Alaris PC | 17014286 | Controllers, Infusion Pump Systems, Programmable
A63715 | BD | Alaris PC | 17023641 | Controllers, Infusion Pump Systems, Programmable
A63759 | BD | Alaris PC | 17021472 | Controllers, Infusion Pump Systems, Programmable
A62147 | BD | Alaris PC | 17026571 | Controllers, Infusion Pump Systems, Programmable
| CARDINAL HEALTH | Kangaroo OMNI | 21KS24W0050785 | Infusion Pumps, Enteral Feeding
A63402 | BD | Alaris Pump Module | 17006089 | Infusion Pumps, Multitherapy
A61573 | BD | Alaris Pump Module | 17007768 | Infusion Pumps, Multitherapy
A63630 | BD | Alaris Pump Module | 17034925 | Infusion Pumps, Multitherapy
A63435 | BD | Alaris Pump Module | 17006380 | Infusion Pumps, Multitherapy
A63922 | BD | Alaris Pump Module | 17032034 | Infusion Pumps, Multitherapy
A63106 | BD | Alaris Pump Module | 17008200 | Infusion Pumps, Multitherapy
A62574 | BD | Alaris Pump Module | 17030568 | Infusion Pumps, Multitherapy
A61685 | BD | Alaris Pump Module | 17032458 | Infusion Pumps, Multitherapy
A61598 | BD | Alaris Pump Module | 17032309 | Infusion Pumps, Multitherapy
A61204 | BD | Alaris PC | 17014461 | Controllers, Infusion Pump Systems, Programmable
A62256 | BD | Alaris PC | 16895548 | Controllers, Infusion Pump Systems, Programmable
A61662 | BD | Alaris PC | 17020882 | Controllers, Infusion Pump Systems, Programmable
A63345 | BD | Alaris Pump Module | 17005194 | Infusion Pumps, Multitherapy
| Currie Medical Specialties Inc. | Alternating Leg Pressure (ALP) with ALP 501 | 33964 | Circulatory Assist Units, Peripheral Compression, Intermittent
A63316 | BD | Alaris Pump Module | 17022270 | Infusion Pumps, Multitherapy
Bn22643 | Currie Medical Specialties Inc. | Alternating Leg Pressure (ALP) with ALP 501 | 5638 | Circulatory Assist Units, Peripheral Compression, Intermittent
| CARDINAL HEALTH | Kangaroo OMNI | 21KS24W0051080 | Infusion Pumps, Enteral Feeding
A63177 | BD | Alaris Pump Module | 17006097 | Infusion Pumps, Multitherapy
BS18497 | 3M Health Care | Bair Hugger 775 | 62336 | Warming Units, Patient, Forced-Air
A61693 | BD | Alaris Pump Module | 17035132 | Infusion Pumps, Multitherapy
BN26708 | Currie Medical Specialties Inc. | Alternating Leg Pressure (ALP) with ALP 501 | 12774 | Circulatory Assist Units, Peripheral Compression, Intermittent
169089 | Currie Medical Specialties Inc. | Alternating Leg Pressure (ALP) with ALP 501 | 11464 | Circulatory Assist Units, Peripheral Compression, Intermittent
| Currie Medical Specialties Inc. | Alternating Leg Pressure (ALP) with ALP 501 | 35189 | Circulatory Assist Units, Peripheral Compression, Intermittent
A61153 | BD | Alaris PC | 16802984 | Controllers, Infusion Pump Systems, Programmable
A63525 | BD | Medley Syringe Module | 17035540 | Infusion Pumps, Multitherapy
BN-23711 | Currie Medical Specialties Inc. | Alternating Leg Pressure (ALP) with ALP 501 | 9310 | Circulatory Assist Units, Peripheral Compression, Intermittent
BS20969 | 3M Health Care | Bair Hugger 775 | 112258 | Warming Units, Patient, Forced-Air
A62111 | BD | Alaris PC | 16896547 | Controllers, Infusion Pump Systems, Programmable
Bn25702 | Currie Medical Specialties Inc. | Alternating Leg Pressure (ALP) with ALP 501 | 39778 | Circulatory Assist Units, Peripheral Compression, Intermittent
BN18774 | Ohio Medical Corporation | Intermittent/Continuous Vacuum Regulator | GFFD06756 | Regulators, Suction
A61558 | BD | Alaris Pump Module | 17035128 | Infusion Pumps, Multitherapy
A61941 | BD | Alaris Pump Module | 17032669 | Infusion Pumps, Multitherapy
A63997 | BD | Alaris Pump Module | 17032668 | Infusion Pumps, Multitherapy
A63851 | BD | Alaris Pump Module | 17033852 | Infusion Pumps, Multitherapy
| Currie Medical Specialties Inc. | Alternating Leg Pressure (ALP) with ALP 501 | 31634 | Circulatory Assist Units, Peripheral Compression, Intermittent
A63523 | BD | Medley Syringe Module | 17032146 | Infusion Pumps, Multitherapy
| Currie Medical Specialties Inc. | Alternating Leg Pressure (ALP) with ALP 501 | 26291 | Circulatory Assist Units, Peripheral Compression, Intermittent
A63513 | BD | Alaris PC | 17008533 | Controllers, Infusion Pump Systems, Programmable
| CARDINAL HEALTH | Kangaroo OMNI | 21KS24W0051110 | Infusion Pumps, Enteral Feeding
A62465 | BD | Alaris Pump Module | 17036006 | Infusion Pumps, Multitherapy
A62293 | BD | Alaris Pump Module | 17033918 | Infusion Pumps, Multitherapy
A63462 | BD | Alaris PCA Module | 16991918 | Infusion Pumps, Analgesic, Patient-Controlled
A63897 | BD | Alaris Pump Module | 17035369 | Infusion Pumps, Multitherapy
BN24715 | Currie Medical Specialties Inc. | Alternating Leg Pressure (ALP) with ALP 501 | 42360 | Circulatory Assist Units, Peripheral Compression, Intermittent
A63994 | BD | Alaris Pump Module | 17034106 | Infusion Pumps, Multitherapy
A61104 | BD | Alaris PC | 16891729 | Controllers, Infusion Pump Systems, Programmable
A62599 | BD | Alaris Pump Module | 16996187 | Infusion Pumps, Multitherapy
BN18948 | Currie Medical Specialties Inc. | Alternating Leg Pressure (ALP) with ALP 501 | 25254 | Circulatory Assist Units, Peripheral Compression, Intermittent
A63376 | BD | Alaris Pump Module | 17007773 | Infusion Pumps, Multitherapy
A63921 | BD | Alaris Pump Module | 17035887 | Infusion Pumps, Multitherapy
A61812 | BD | Alaris PC | 17020957 | Controllers, Infusion Pump Systems, Programmable
BN18865 | Currie Medical Specialties Inc. | Alternating Leg Pressure (ALP) with ALP 501 | 22314 | Circulatory Assist Units, Peripheral Compression, Intermittent
A63965 | BD | Alaris PC | 17025072 | Controllers, Infusion Pump Systems, Programmable
A63923 | BD | Alaris Pump Module | 17033665 | Infusion Pumps, Multitherapy
A62609 | BD | Alaris Pump Module | 17034468 | Infusion Pumps, Multitherapy
A62443 | BD | Alaris Pump Module | 17036124 | Infusion Pumps, Multitherapy
A63934 | BD | Alaris Pump Module | 17031429 | Infusion Pumps, Multitherapy
A63221 | BD | Alaris Pump Module | 17016181 | Infusion Pumps, Multitherapy
A61374 | BD | Alaris PC | 17018008 | Controllers, Infusion Pump Systems, Programmable
A63890 | BD | Alaris Pump Module | 17028511 | Infusion Pumps, Multitherapy
A63155 | BD | Alaris Pump Module | 17008613 | Infusion Pumps, Multitherapy
| Currie Medical Specialties Inc. | Alternating Leg Pressure (ALP) with ALP 501 | 26693 | Circulatory Assist Units, Peripheral Compression, Intermittent
A63050 | BD | Alaris PC | 16801365 | Controllers, Infusion Pump Systems, Programmable
A63576 | BD | Alaris Pump Module | 17034984 | Infusion Pumps, Multitherapy
A63163 | BD | Alaris Pump Module | 17017749 | Infusion Pumps, Multitherapy
A61085 | BD | Alaris PC | 17014513 | Controllers, Infusion Pump Systems, Programmable
1619686 | Currie Medical Specialties Inc. | Alternating Leg Pressure (ALP) with ALP 501 | 3719 | Circulatory Assist Units, Peripheral Compression, Intermittent
BN26645 | Currie Medical Specialties Inc. | Alternating Leg Pressure (ALP) with ALP 501 | 2659 | Circulatory Assist Units, Peripheral Compression, Intermittent
A62348 | BD | Alaris Pump Module | 17001569 | Infusion Pumps, Multitherapy
A63370 | BD | Alaris Pump Module | 17008659 | Infusion Pumps, Multitherapy
B37291 | Currie Medical Specialties Inc. | Alternating Leg Pressure (ALP) with ALP 501 | 25255 | Circulatory Assist Units, Peripheral Compression, Intermittent
A61808 | BD | Alaris Pump Module | 17035200 | Infusion Pumps, Multitherapy
BN20980 | Encompass Group | AccuMax Quantum Convertible | P1010-04580 | Mattress Systems, Alternating-Pressure
| Currie Medical Specialties Inc. | Alternating Leg Pressure (ALP) with ALP 501 | 5461 | Circulatory Assist Units, Peripheral Compression, Intermittent
A61310 | BD | Alaris PCA Module | 16991940 | Infusion Pumps, Analgesic, Patient-Controlled
A63916 | BD | Alaris Pump Module | 17032887 | Infusion Pumps, Multitherapy
| Currie Medical Specialties Inc. | Alternating Leg Pressure (ALP) with ALP 501 | 37866 | Circulatory Assist Units, Peripheral Compression, Intermittent
A63165 | BD | Alaris Pump Module | 17022254 | Infusion Pumps, Multitherapy
A63993 | BD | Alaris Pump Module | 17032500 | Infusion Pumps, Multitherapy
A61869 | BD | Alaris Pump Module | 17031847 | Infusion Pumps, Multitherapy
| Currie Medical Specialties Inc. | Alternating Leg Pressure (ALP) with ALP 501 | 35485 | Circulatory Assist Units, Peripheral Compression, Intermittent
A62216 | BD | Alaris PC | 16944183 | Controllers, Infusion Pump Systems, Programmable
A63875 | BD | Alaris Pump Module | 17033766 | Infusion Pumps, Multitherapy
A63418 | BD | Alaris Pump Module | 17007939 | Infusion Pumps, Multitherapy
A61279 | BD | Alaris PC | 16891873 | Controllers, Infusion Pump Systems, Programmable
A63707 | BD | Alaris Pump Module | 17008299 | Infusion Pumps, Multitherapy
A62432 | BD | Alaris Pump Module | 17034793 | Infusion Pumps, Multitherapy
A61486 | BD | Alaris PC | 17026338 | Controllers, Infusion Pump Systems, Programmable
A63051 | BD | Alaris PC | 16801537 | Controllers, Infusion Pump Systems, Programmable
A61451 | BD | Alaris PC | 17023940 | Controllers, Infusion Pump Systems, Programmable
A61569 | BD | Alaris Pump Module | 17035133 | Infusion Pumps, Multitherapy
A62093 | BD | Alaris PC | 17015426 | Controllers, Infusion Pump Systems, Programmable
A61531 | BD | Alaris Pump Module | 17035706 | Infusion Pumps, Multitherapy
A63133 | BD | Alaris Pump Module | 17018655 | Infusion Pumps, Multitherapy
BN20978 | Encompass Group | AccuMax Quantum Convertible | P1010-04571 | Mattress Systems, Alternating-Pressure
| Currie Medical Specialties Inc. | Alternating Leg Pressure (ALP) with ALP 501 | 4599 | Circulatory Assist Units, Peripheral Compression, Intermittent
BS-24435 | Currie Medical Specialties Inc. | Alternating Leg Pressure (ALP) with ALP 501 | 39794 | Circulatory Assist Units, Peripheral Compression, Intermittent
A62314 | BD | Alaris Pump Module | 17000600 | Infusion Pumps, Multitherapy
A63024 | BD | Alaris PC | 17029123 | Controllers, Infusion Pump Systems, Programmable
A62551 | BD | Alaris Pump Module | 17032427 | Infusion Pumps, Multitherapy
| Currie Medical Specialties Inc. | Alternating Leg Pressure (ALP) with ALP 501 | 38268 | Circulatory Assist Units, Peripheral Compression, Intermittent
| Currie Medical Specialties Inc. | Alternating Leg Pressure (ALP) with ALP 501 | 26102 | Circulatory Assist Units, Peripheral Compression, Intermittent
A61357 | BD | Medley Syringe Module | 17026808 | Infusion Pumps, Multitherapy
| Currie Medical Specialties Inc. | Alternating Leg Pressure (ALP) with ALP 501 | 11425 | Circulatory Assist Units, Peripheral Compression, Intermittent
A62202 | BD | Alaris PC | 17015404 | Controllers, Infusion Pump Systems, Programmable
A63430 | BD | Alaris Pump Module | 17007599 | Infusion Pumps, Multitherapy
A62602 | BD | Alaris Pump Module | 17000590 | Infusion Pumps, Multitherapy
A63495 | BD | Alaris PC | 17009022 | Controllers, Infusion Pump Systems, Programmable
| Currie Medical Specialties Inc. | Alternating Leg Pressure (ALP) with ALP 501 | 23457 | Circulatory Assist Units, Peripheral Compression, Intermittent
A61495 | BD | Alaris PC | 17001434 | Controllers, Infusion Pump Systems, Programmable
A62249 | BD | Alaris PC | 16898120 | Controllers, Infusion Pump Systems, Programmable
A59699 | Cincinnati Sub-Zero Products Inc | Blanketrol III | 254-3-19673 | Warming/Cooling Units, Patient, Circulating-Liquid
A63470 | BD | Alaris PCA Module | 16992035 | Infusion Pumps, Analgesic, Patient-Controlled
| Currie Medical Specialties Inc. | Alternating Leg Pressure (ALP) with ALP 501 | 25944 | Circulatory Assist Units, Peripheral Compression, Intermittent
A63829 | BD | Alaris Pump Module | 17036567 | Infusion Pumps, Multitherapy
BS29837 | 3M Health Care | V.A.C. ULTA | GAAC01277 | Wound Therapy Systems, Negative-Pressure
A63943 | BD | Alaris Pump Module | 17032683 | Infusion Pumps, Multitherapy
A63981 | BD | Alaris PC | 17028937 | Controllers, Infusion Pump Systems, Programmable
A63429 | BD | Alaris Pump Module | 17008216 | Infusion Pumps, Multitherapy
A61935 | BD | Alaris Pump Module | 17033924 | Infusion Pumps, Multitherapy
A61076 | BD | Alaris PC | 17014451 | Controllers, Infusion Pump Systems, Programmable
A62341 | BD | Alaris Pump Module | 17002041 | Infusion Pumps, Multitherapy
A63176 | BD | Alaris Pump Module | 17004895 | Infusion Pumps, Multitherapy
A61218 | BD | Alaris PC | 17014149 | Controllers, Infusion Pump Systems, Programmable
A61694 | BD | Alaris Pump Module | 17029085 | Infusion Pumps, Multitherapy
A63427 | BD | Alaris Pump Module | 17007834 | Infusion Pumps, Multitherapy
BN18962 | Currie Medical Specialties Inc. | Alternating Leg Pressure (ALP) with ALP 501 | 25281 | Circulatory Assist Units, Peripheral Compression, Intermittent
A61826 | BD | Alaris Pump Module | 17032306 | Infusion Pumps, Multitherapy
A63791 | BD | Alaris Pump Module | 17035349 | Infusion Pumps, Multitherapy
A63669 | BD | Alaris Pump Module | 17007601 | Infusion Pumps, Multitherapy
A62199 | BD | Alaris PC | 17015533 | Controllers, Infusion Pump Systems, Programmable
A61772 | BD | Alaris Pump Module | 17030809 | Infusion Pumps, Multitherapy
A61339 | BD | Alaris PCA Module | 16991796 | Infusion Pumps, Analgesic, Patient-Controlled
A63420 | BD | Alaris Pump Module | 17007830 | Infusion Pumps, Multitherapy
A63662 | BD | Alaris Pump Module | 17036980 | Infusion Pumps, Multitherapy
A63910 | BD | Alaris Pump Module | 17033919 | Infusion Pumps, Multitherapy
A63183 | BD | Alaris Pump Module | 17011597 | Infusion Pumps, Multitherapy
A63491 | BD | Alaris PC | 17024371 | Controllers, Infusion Pump Systems, Programmable
A63152 | BD | Alaris Pump Module | 17018476 | Infusion Pumps, Multitherapy
A63841 | BD | Alaris Pump Module | 17032707 | Infusion Pumps, Multitherapy
A63620 | BD | Alaris Pump Module | 17034550 | Infusion Pumps, Multitherapy
A61244 | BD | Alaris PC | 16892863 | Controllers, Infusion Pump Systems, Programmable
A61358 | BD | Medley Syringe Module | 17023048 | Infusion Pumps, Multitherapy
A61594 | BD | Alaris Pump Module | 17032602 | Infusion Pumps, Multitherapy
A61916 | BD | Alaris PC | 17021779 | Controllers, Infusion Pump Systems, Programmable
A61765 | BD | Alaris Pump Module | 17034037 | Infusion Pumps, Multitherapy
A63028 | BD | Alaris PC | 16802317 | Controllers, Infusion Pump Systems, Programmable
A63233 | BD | Alaris Pump Module | 17020722 | Infusion Pumps, Multitherapy
| Currie Medical Specialties Inc. | Alternating Leg Pressure (ALP) with ALP 501 | 28502 | Circulatory Assist Units, Peripheral Compression, Intermittent
A61874 | BD | Alaris PC | 17020813 | Controllers, Infusion Pump Systems, Programmable
A61942 | BD | Alaris Pump Module | 17033998 | Infusion Pumps, Multitherapy
A62572 | BD | Alaris Pump Module | 17033511 | Infusion Pumps, Multitherapy
A63862 | BD | Alaris Pump Module | 17035560 | Infusion Pumps, Multitherapy
A63251 | BD | Alaris Pump Module | 17021408 | Infusion Pumps, Multitherapy
A61301 | BD | Alaris PCA Module | 16991813 | Infusion Pumps, Analgesic, Patient-Controlled
A63062 | BD | Alaris PC | 16801106 | Controllers, Infusion Pump Systems, Programmable
A61467 | BD | Alaris PC | 17028423 | Controllers, Infusion Pump Systems, Programmable
A61155 | BD | Alaris PCA Module | 16991839 | Infusion Pumps, Analgesic, Patient-Controlled
A61738 | BD | Alaris Pump Module | 17033553 | Infusion Pumps, Multitherapy
A63766 | BD | Alaris PC | 17028823 | Controllers, Infusion Pump Systems, Programmable
A63602 | BD | Alaris Pump Module | 17036221 | Infusion Pumps, Multitherapy
A61800 | BD | Alaris Pump Module | 17033470 | Infusion Pumps, Multitherapy
A63757 | BD | Alaris PC | 17026452 | Controllers, Infusion Pump Systems, Programmable
A61273 | BD | Alaris PC | 17024519 | Controllers, Infusion Pump Systems, Programmable
A61443 | BD | Alaris PC | 17017894 | Controllers, Infusion Pump Systems, Programmable
A63883 | BD | Alaris PC | 17026501 | Controllers, Infusion Pump Systems, Programmable
A61708 | BD | Alaris Pump Module | 17034043 | Infusion Pumps, Multitherapy
A62185 | BD | Alaris PC | 16948226 | Controllers, Infusion Pump Systems, Programmable
| CARDINAL HEALTH | Kangaroo OMNI | 21KS24W0050538 | Infusion Pumps, Enteral Feeding
A63033 | BD | Alaris PC | 16802057 | Controllers, Infusion Pump Systems, Programmable
A63303 | BD | Alaris Pump Module | 17006567 | Infusion Pumps, Multitherapy
A61948 | BD | Alaris Pump Module | 17016590 | Infusion Pumps, Multitherapy
A63855 | BD | Alaris Pump Module | 17033550 | Infusion Pumps, Multitherapy
| Currie Medical Specialties Inc. | Alternating Leg Pressure (ALP) with ALP 501 | 30725 | Circulatory Assist Units, Peripheral Compression, Intermittent
A63807 | BD | Alaris Pump Module | 17035048 | Infusion Pumps, Multitherapy
A61740 | BD | Alaris Pump Module | 17032591 | Infusion Pumps, Multitherapy
A62313 | BD | Alaris Pump Module | 17001023 | Infusion Pumps, Multitherapy
A63999 | BD | Alaris Pump Module | 17032621 | Infusion Pumps, Multitherapy
A61615 | BD | Alaris Pump Module | 16421536 | Infusion Pumps, Multitherapy
| CARDINAL HEALTH | Kangaroo OMNI | 21KS24W0050638 | Infusion Pumps, Enteral Feeding
A63529 | BD | Alaris Pump Module | 17036090 | Infusion Pumps, Multitherapy
A61801 | BD | Alaris Pump Module | 17031412 | Infusion Pumps, Multitherapy
A63224 | BD | Alaris Pump Module | 17021859 | Infusion Pumps, Multitherapy
A63871 | BD | Alaris Pump Module | 17037673 | Infusion Pumps, Multitherapy
A61704 | BD | Alaris Pump Module | 17033853 | Infusion Pumps, Multitherapy
A62523 | BD | Alaris Pump Module | 17032153 | Infusion Pumps, Multitherapy
A63136 | BD | Alaris Pump Module | 17012810 | Infusion Pumps, Multitherapy
A62458 | BD | Alaris Pump Module | 17032381 | Infusion Pumps, Multitherapy
A62197 | BD | Alaris PC | 16872933 | Controllers, Infusion Pump Systems, Programmable
A61944 | BD | Alaris Pump Module | 17033900 | Infusion Pumps, Multitherapy
| Currie Medical Specialties Inc. | Alternating Leg Pressure (ALP) with ALP 501 | 1872 | Circulatory Assist Units, Peripheral Compression, Intermittent
A62235 | BD | Alaris PC | 16946635 | Controllers, Infusion Pump Systems, Programmable
A63889 | BD | Alaris Pump Module | 17033518 | Infusion Pumps, Multitherapy
A61400 | BD | Alaris PCA Module | 16992347 | Infusion Pumps, Analgesic, Patient-Controlled
A61195 | BD | Alaris PC | 17013918 | Controllers, Infusion Pump Systems, Programmable
BS24434 | Currie Medical Specialties Inc. | Alternating Leg Pressure (ALP) with ALP 501 | 2559 | Circulatory Assist Units, Peripheral Compression, Intermittent
A63761 | BD | Alaris PC | 17028643 | Controllers, Infusion Pump Systems, Programmable
BN25942 | Currie Medical Specialties Inc. | Alternating Leg Pressure (ALP) with ALP 501 | 2547 | Circulatory Assist Units, Peripheral Compression, Intermittent
A62379 | BD | Alaris Pump Module | 16998130 | Infusion Pumps, Multitherapy
A61542 | BD | Alaris Pump Module | 17034405 | Infusion Pumps, Multitherapy
A62532 | BD | Alaris Pump Module | 16997554 | Infusion Pumps, Multitherapy
A62308 | BD | Alaris Pump Module | 16998868 | Infusion Pumps, Multitherapy
a61860 | BD | Alaris Pump Module | 17035997 | Infusion Pumps, Multitherapy
A63689 | BD | Alaris Pump Module | 17032944 | Infusion Pumps, Multitherapy
BN18884 | Currie Medical Specialties Inc. | Alternating Leg Pressure (ALP) with ALP 501 | 9365 | Circulatory Assist Units, Peripheral Compression, Intermittent
| CARDINAL HEALTH | Kangaroo OMNI | 21KS24W0050380 | Infusion Pumps, Enteral Feeding
A62060 | BD | Alaris Pump Module | 16997791 | Infusion Pumps, Multitherapy
A61927 | BD | Alaris PC | 17021029 | Controllers, Infusion Pump Systems, Programmable
BN24751 | Currie Medical Specialties Inc. | Alternating Leg Pressure (ALP) with ALP 501 | 42353 | Circulatory Assist Units, Peripheral Compression, Intermittent
A61818 | BD | Alaris PC | 17020928 | Controllers, Infusion Pump Systems, Programmable
A61947 | BD | Alaris Pump Module | 17033638 | Infusion Pumps, Multitherapy
A61672 | BD | Alaris Pump Module | 17033645 | Infusion Pumps, Multitherapy
A62076 | BD | Alaris Pump Module | 17032933 | Infusion Pumps, Multitherapy
BN24722 | Currie Medical Specialties Inc. | Alternating Leg Pressure (ALP) with ALP 501 | 42356 | Circulatory Assist Units, Peripheral Compression, Intermittent
| CARDINAL HEALTH | Kangaroo OMNI | 21KS24W0051002 | Infusion Pumps, Enteral Feeding
| Currie Medical Specialties Inc. | Alternating Leg Pressure (ALP) with ALP 501 | 34588 | Circulatory Assist Units, Peripheral Compression, Intermittent
A63677 | BD | Alaris Pump Module | 17034540 | Infusion Pumps, Multitherapy
| Currie Medical Specialties Inc. | Alternating Leg Pressure (ALP) with ALP 501 | 39802 | Circulatory Assist Units, Peripheral Compression, Intermittent
A63553 | BD | Alaris Pump Module | 17036340 | Infusion Pumps, Multitherapy
A61419 | BD | Alaris PCA Module | 16992114 | Infusion Pumps, Analgesic, Patient-Controlled
A63423 | BD | Alaris Pump Module | 17007538 | Infusion Pumps, Multitherapy
| Currie Medical Specialties Inc. | Alternating Leg Pressure (ALP) with ALP 501 | 40344 | Circulatory Assist Units, Peripheral Compression, Intermittent
A63009 | BD | Alaris PC | 16800953 | Controllers, Infusion Pump Systems, Programmable
a61513 | BD | Alaris Pump Module | 17036315 | Infusion Pumps, Multitherapy
A63468 | BD | Alaris PCA Module | 16991881 | Infusion Pumps, Analgesic, Patient-Controlled
A61211 | BD | Alaris PC | 17014663 | Controllers, Infusion Pump Systems, Programmable
A63786 | BD | Alaris Pump Module | 17034044 | Infusion Pumps, Multitherapy
A63762 | BD | Alaris PC | 17026746 | Controllers, Infusion Pump Systems, Programmable
A62004 | BD | Alaris Pump Module | 17000697 | Infusion Pumps, Multitherapy
A61429 | BD | Alaris PC | 17017553 | Controllers, Infusion Pump Systems, Programmable
A63962 | BD | Alaris Pump Module | 17035370 | Infusion Pumps, Multitherapy
A61107 | BD | Alaris PC | 17017927 | Controllers, Infusion Pump Systems, Programmable
A61637 | BD | Alaris PC | 17026537 | Controllers, Infusion Pump Systems, Programmable
A61972 | BD | Alaris PC | 17020963 | Controllers, Infusion Pump Systems, Programmable
| Currie Medical Specialties Inc. | Alternating Leg Pressure (ALP) with ALP 501 | 27544 | Circulatory Assist Units, Peripheral Compression, Intermittent
A61864 | BD | Alaris Pump Module | 17032190 | Infusion Pumps, Multitherapy
| Currie Medical Specialties Inc. | Alternating Leg Pressure (ALP) with ALP 501 | 333705 | Circulatory Assist Units, Peripheral Compression, Intermittent
A62292 | BD | Alaris Pump Module | 17033199 | Infusion Pumps, Multitherapy
BS20652 | 3M Health Care | Bair Hugger 775 | 64433 | Warming Units, Patient, Forced-Air
A61583 | BD | Alaris Pump Module | 17032276 | Infusion Pumps, Multitherapy
A53312 | BD | Alaris EtCO2 Module | 18401780 | Infusion Pumps Modules, Exhaled Carbon Dioxide
A62163 | BD | Alaris PC | 16948357 | Controllers, Infusion Pump Systems, Programmable
A62478 | BD | Alaris Pump Module | 17035890 | Infusion Pumps, Multitherapy
A63021 | BD | Alaris PC | 16802590 | Controllers, Infusion Pump Systems, Programmable
A62542 | BD | Alaris Pump Module | 17036103 | Infusion Pumps, Multitherapy
A61906 | BD | Alaris Pump Module | 17031980 | Infusion Pumps, Multitherapy
A63925 | BD | Alaris Pump Module | 17034217 | Infusion Pumps, Multitherapy
A63186 | BD | Alaris Pump Module | 17012897 | Infusion Pumps, Multitherapy
A61225 | BD | Alaris PCA Module | 16991850 | Infusion Pumps, Analgesic, Patient-Controlled
A62498 | BD | Alaris Pump Module | 1700666 | Infusion Pumps, Multitherapy
A61077 | BD | Alaris PC | 17013853 | Controllers, Infusion Pump Systems, Programmable
A61556 | BD | Alaris Pump Module | 17030669 | Infusion Pumps, Multitherapy
| Cincinnati Sub-Zero Products Inc | Blanketrol III | 152304189 | Warming/Cooling Units, Patient, Circulating-Liquid
A62318 | BD | Alaris Pump Module | 17001126 | Infusion Pumps, Multitherapy
A63625 | BD | Alaris Pump Module | 17032855 | Infusion Pumps, Multitherapy
A61256 | BD | Alaris PC | 16891694 | Controllers, Infusion Pump Systems, Programmable
A62025 | BD | Alaris Pump Module | 17000187 | Infusion Pumps, Multitherapy
A61409 | BD | Alaris PCA Module | 16991859 | Infusion Pumps, Analgesic, Patient-Controlled
A62516 | BD | Alaris Pump Module | 17032024 | Infusion Pumps, Multitherapy
A63548 | BD | Alaris Pump Module | 17036189 | Infusion Pumps, Multitherapy
A62369 | BD | Alaris Pump Module | 16994983 | Infusion Pumps, Multitherapy
A61132 | BD | Alaris PC | 16891651 | Controllers, Infusion Pump Systems, Programmable
A61996 | BD | Alaris PC | 17020236 | Controllers, Infusion Pump Systems, Programmable
A63958 | BD | Alaris Pump Module | 17006915 | Infusion Pumps, Multitherapy
A61483 | BD | Alaris PC | 17012281 | Controllers, Infusion Pump Systems, Programmable
A61165 | BD | Alaris PC | 17016328 | Controllers, Infusion Pump Systems, Programmable
A62198 | BD | Alaris PC | 17014728 | Controllers, Infusion Pump Systems, Programmable
A63011 | BD | Alaris PC | 16801640 | Controllers, Infusion Pump Systems, Programmable
A63648 | BD | Alaris Pump Module | 17034873 | Infusion Pumps, Multitherapy
A62075 | BD | Alaris Pump Module | 17032914 | Infusion Pumps, Multitherapy
A63143 | BD | Alaris Pump Module | 17018870 | Infusion Pumps, Multitherapy
A61918 | BD | Alaris PC | 17021733 | Controllers, Infusion Pump Systems, Programmable
A63279 | BD | Alaris Pump Module | 17008754 | Infusion Pumps, Multitherapy
A61884 | BD | Alaris Pump Module | 17034359 | Infusion Pumps, Multitherapy
A63113 | BD | Alaris Pump Module | 17011830 | Infusion Pumps, Multitherapy
A61855 | BD | Alaris Pump Module | 17032016 | Infusion Pumps, Multitherapy
A62578 | BD | Alaris Pump Module | 17033655 | Infusion Pumps, Multitherapy
A62193 | BD | Alaris PC | 16947163 | Controllers, Infusion Pump Systems, Programmable
A61873 | BD | Alaris PC | 17020935 | Controllers, Infusion Pump Systems, Programmable
A63725 | BD | Alaris PC | 17021002 | Controllers, Infusion Pump Systems, Programmable
A63385 | BD | Alaris Pump Module | 17008085 | Infusion Pumps, Multitherapy
| CARDINAL HEALTH | Kangaroo OMNI | 21KS24W0051066 | Infusion Pumps, Enteral Feeding
A61691 | BD | Alaris Pump Module | 17032282 | Infusion Pumps, Multitherapy
A61751 | BD | Alaris Pump Module | 17032794 | Infusion Pumps, Multitherapy
| CARDINAL HEALTH | Kangaroo OMNI | 21KS24W0050650 | Infusion Pumps, Enteral Feeding
A63545 | BD | Alaris Pump Module | 17036229 | Infusion Pumps, Multitherapy
A61115 | BD | Alaris PC | 17017864 | Controllers, Infusion Pump Systems, Programmable
A63343 | BD | Alaris Pump Module | 17005182 | Infusion Pumps, Multitherapy
A61087 | BD | Alaris PC | 17014475 | Controllers, Infusion Pump Systems, Programmable
A61727 | BD | Alaris Pump Module | 17033636 | Infusion Pumps, Multitherapy
A61905 | BD | Alaris Pump Module | 17033144 | Infusion Pumps, Multitherapy
A62490 | BD | Alaris Pump Module | 17034282 | Infusion Pumps, Multitherapy
| CARDINAL HEALTH | Kangaroo OMNI | 21KS24W0051239 | Infusion Pumps, Enteral Feeding
A61030 | BD | Alaris PC | 16891275 | Controllers, Infusion Pump Systems, Programmable
A63472 | BD | Alaris PCA Module | 17036467 | Infusion Pumps, Analgesic, Patient-Controlled
A61572 | BD | Alaris Pump Module | 17007954 | Infusion Pumps, Multitherapy
A63512 | BD | Alaris PC | 17018309 | Controllers, Infusion Pump Systems, Programmable
A63596 | BD | Alaris Pump Module | 17034426 | Infusion Pumps, Multitherapy
A61314 | BD | Medley Syringe Module | 17021066 | Infusion Pumps, Multitherapy
A59700 | Cincinnati Sub-Zero Products Inc | Blanketrol III | 254-3-19717 | Warming/Cooling Units, Patient, Circulating-Liquid
A61173 | BD | Alaris PC | 17008941 | Controllers, Infusion Pump Systems, Programmable
A61803 | BD | Alaris Pump Module | 17034358 | Infusion Pumps, Multitherapy
A63035 | BD | Alaris PC | 16891446 | Controllers, Infusion Pump Systems, Programmable
A62373 | BD | Alaris Pump Module | 17001191 | Infusion Pumps, Multitherapy
A63705 | BD | Alaris Pump Module | 17034133 | Infusion Pumps, Multitherapy
A62366 | BD | Alaris Pump Module | 17000515 | Infusion Pumps, Multitherapy
| CARDINAL HEALTH | Kangaroo OMNI | 21KS24W0050679 | Infusion Pumps, Enteral Feeding
A62325 | BD | Alaris Pump Module | 16997823 | Infusion Pumps, Multitherapy
A63069 | BD | Alaris PC | 16892948 | Controllers, Infusion Pump Systems, Programmable
A63979 | BD | Alaris Pump Module | 17034644 | Infusion Pumps, Multitherapy
A63815 | BD | Alaris Pump Module | 17036657 | Infusion Pumps, Multitherapy
A62531 | BD | Alaris Pump Module | 16997360 | Infusion Pumps, Multitherapy
A61230 | BD | Alaris PCA Module | 16991794 | Infusion Pumps, Analgesic, Patient-Controlled
A62157 | BD | Alaris PC | 16952101 | Controllers, Infusion Pump Systems, Programmable
A61399 | BD | Alaris PCA Module | 16991968 | Infusion Pumps, Analgesic, Patient-Controlled
BN18968 | Currie Medical Specialties Inc. | Alternating Leg Pressure (ALP) with ALP 501 | 25258 | Circulatory Assist Units, Peripheral Compression, Intermittent
A61214 | BD | Alaris PC | 17018288 | Controllers, Infusion Pump Systems, Programmable
| CARDINAL HEALTH | Kangaroo OMNI | 21KS24W0051576 | Infusion Pumps, Enteral Feeding
A61135 | BD | Alaris PC | 16890508 | Controllers, Infusion Pump Systems, Programmable
A62322 | BD | Alaris Pump Module | 16997761 | Infusion Pumps, Multitherapy
| Currie Medical Specialties Inc. | Alternating Leg Pressure (ALP) with ALP 501 | 23954 | Circulatory Assist Units, Peripheral Compression, Intermittent
A61453 | BD | Alaris PC | 17023388 | Controllers, Infusion Pump Systems, Programmable
a62064 | BD | Alaris Pump Module | 17032781 | Infusion Pumps, Multitherapy
A62651 | BD | Alaris Pump Module | 17036030 | Infusion Pumps, Multitherapy
A61823 | BD | Alaris Pump Module | 17033452 | Infusion Pumps, Multitherapy
A63695 | BD | Alaris Pump Module | 17036089 | Infusion Pumps, Multitherapy
A61420 | BD | Alaris PCA Module | 16991945 | Infusion Pumps, Analgesic, Patient-Controlled
A62600 | BD | Alaris Pump Module | 16997642 | Infusion Pumps, Multitherapy
A63717 | BD | Alaris PC | 17023841 | Controllers, Infusion Pump Systems, Programmable
A62206 | BD | Alaris PC | 17015463 | Controllers, Infusion Pump Systems, Programmable
A61232 | BD | Alaris PC | 16890919 | Controllers, Infusion Pump Systems, Programmable
A61126 | BD | Alaris PC | 17028502 | Controllers, Infusion Pump Systems, Programmable
A63562 | BD | Alaris Pump Module | 17008174 | Infusion Pumps, Multitherapy
A61632 | BD | Alaris Pump Module | 17030348 | Infusion Pumps, Multitherapy
A61071 | BD | Alaris PC | 17017890 | Controllers, Infusion Pump Systems, Programmable
A61405 | BD | Alaris PCA Module | 16985793 | Infusion Pumps, Analgesic, Patient-Controlled
A63723 | BD | Alaris PC | 17026342 | Controllers, Infusion Pump Systems, Programmable
A61817 | BD | Alaris PC | 17013014 | Controllers, Infusion Pump Systems, Programmable
A63222 | BD | Alaris Pump Module | 17011433 | Infusion Pumps, Multitherapy
A61951 | BD | Alaris Pump Module | 17034052 | Infusion Pumps, Multitherapy
A63484 | BD | Alaris PCA Module | 16992069 | Infusion Pumps, Analgesic, Patient-Controlled
A61863 | BD | Alaris Pump Module | 17034117 | Infusion Pumps, Multitherapy
A63944 | BD | Alaris Pump Module | 17036982 | Infusion Pumps, Multitherapy
A63246 | BD | Alaris Pump Module | 17010268 | Infusion Pumps, Multitherapy
A63908 | BD | Alaris Pump Module | 17035023 | Infusion Pumps, Multitherapy
A61038 | BD | Alaris PC | 17026488 | Controllers, Infusion Pump Systems, Programmable
Bn20904 | Currie Medical Specialties Inc. | Alternating Leg Pressure (ALP) with ALP 501 | 4708 | Circulatory Assist Units, Peripheral Compression, Intermittent
A63426 | BD | Alaris Pump Module | 17008867 | Infusion Pumps, Multitherapy
A61567 | BD | Alaris Pump Module | 17037319 | Infusion Pumps, Multitherapy
A62584 | BD | Alaris Pump Module | 17034874 | Infusion Pumps, Multitherapy
BN24443 | Currie Medical Specialties Inc. | Alternating Leg Pressure (ALP) with ALP 501 | 17560 | Circulatory Assist Units, Peripheral Compression, Intermittent
A61956 | BD | Alaris Pump Module | 17032787 | Infusion Pumps, Multitherapy
BN20803 | Currie Medical Specialties Inc. | Alternating Leg Pressure (ALP) with ALP 501 | 3157 | Circulatory Assist Units, Peripheral Compression, Intermittent
A63803 | BD | Alaris Pump Module | 17034658 | Infusion Pumps, Multitherapy
A61596 | BD | Alaris Pump Module | 17032658 | Infusion Pumps, Multitherapy
A61798 | BD | Alaris Pump Module | 17033652 | Infusion Pumps, Multitherapy
A63840 | BD | Alaris Pump Module | 17033020 | Infusion Pumps, Multitherapy
A62575 | BD | Alaris Pump Module | 17035188 | Infusion Pumps, Multitherapy
A62059 | BD | Alaris Pump Module | 16997487 | Infusion Pumps, Multitherapy
A63957 | BD | Alaris Pump Module | 17005220 | Infusion Pumps, Multitherapy
A61083 | BD | Alaris PC | 17014162 | Controllers, Infusion Pump Systems, Programmable
A61607 | BD | Alaris Pump Module | 17034030 | Infusion Pumps, Multitherapy
A61146 | BD | Alaris PC | 17028380 | Controllers, Infusion Pump Systems, Programmable
A61723 | BD | Alaris Pump Module | 17032811 | Infusion Pumps, Multitherapy
BN11906 | Currie Medical Specialties Inc. | Alternating Leg Pressure (ALP) with ALP 501 | 8513 | Circulatory Assist Units, Peripheral Compression, Intermittent
A62020 | BD | Alaris Pump Module | 17000756 | Infusion Pumps, Multitherapy
A61915 | BD | Alaris PC | 17020970 | Controllers, Infusion Pump Systems, Programmable
A62233 | BD | Alaris PC | 17012947 | Controllers, Infusion Pump Systems, Programmable
A63413 | BD | Alaris Pump Module | 17006586 | Infusion Pumps, Multitherapy
A63107 | BD | Alaris Pump Module | 17008553 | Infusion Pumps, Multitherapy
A63531 | BD | Alaris Pump Module | 17029961 | Infusion Pumps, Multitherapy
| CARDINAL HEALTH | Kangaroo OMNI | 21KS24W0051130 | Infusion Pumps, Enteral Feeding
A61794 | BD | Alaris Pump Module | 17034124 | Infusion Pumps, Multitherapy
| Currie Medical Specialties Inc. | Alternating Leg Pressure (ALP) with ALP 501 | 37346 | Circulatory Assist Units, Peripheral Compression, Intermittent
A63262 | BD | Alaris Pump Module | 17011820 | Infusion Pumps, Multitherapy
A61654 | BD | Alaris PC | 17028501 | Controllers, Infusion Pump Systems, Programmable
| Currie Medical Specialties Inc. | Alternating Leg Pressure (ALP) with ALP 501 | 35016 | Circulatory Assist Units, Peripheral Compression, Intermittent
A62175 | BD | Alaris PC | 16942868 | Controllers, Infusion Pump Systems, Programmable
a61521 | BD | Alaris Pump Module | 17036404 | Infusion Pumps, Multitherapy
A61410 | BD | Alaris PCA Module | 16992317 | Infusion Pumps, Analgesic, Patient-Controlled
A62589 | BD | Alaris Pump Module | 17033863 | Infusion Pumps, Multitherapy
A61815 | BD | Alaris PC | 17020731 | Controllers, Infusion Pump Systems, Programmable
A63907 | BD | Alaris Pump Module | 17032897 | Infusion Pumps, Multitherapy
A63320 | BD | Alaris Pump Module | 17019699 | Infusion Pumps, Multitherapy
A62046 | BD | Alaris Pump Module | 17034423 | Infusion Pumps, Multitherapy
A63932 | BD | Alaris Pump Module | 17032422 | Infusion Pumps, Multitherapy
A62032 | BD | Alaris Pump Module | 16998299 | Infusion Pumps, Multitherapy
A63300 | BD | Alaris Pump Module | 17022732 | Infusion Pumps, Multitherapy
A62582 | BD | Alaris Pump Module | 17032281 | Infusion Pumps, Multitherapy
| CARDINAL HEALTH | Kangaroo OMNI | 21KS24W0051588 | Infusion Pumps, Enteral Feeding
A61200 | BD | Alaris PC | 17014638 | Controllers, Infusion Pump Systems, Programmable
A63159 | BD | Alaris Pump Module | 17020374 | Infusion Pumps, Multitherapy
A61231 | BD | Alaris PCA Module | 16991871 | Infusion Pumps, Analgesic, Patient-Controlled
A62267 | BD | Alaris PC | 16896441 | Controllers, Infusion Pump Systems, Programmable
A63843 | BD | Alaris Pump Module | 17036029 | Infusion Pumps, Multitherapy
A63827 | BD | Alaris Pump Module | 17034870 | Infusion Pumps, Multitherapy
A62571 | BD | Alaris Pump Module | 17034166 | Infusion Pumps, Multitherapy
A61084 | BD | Alaris PC | 17014525 | Controllers, Infusion Pump Systems, Programmable
A63645 | BD | Alaris Pump Module | 17034670 | Infusion Pumps, Multitherapy
A63433 | BD | Alaris Pump Module | 17006103 | Infusion Pumps, Multitherapy
A62254 | BD | Alaris PC | 16896501 | Controllers, Infusion Pump Systems, Programmable
BS29595 | C2Dx Inc | T/Pump | 2018009202174 | Pumps, Circulating-Liquid
A61661 | BD | Alaris PC | 17020887 | Controllers, Infusion Pump Systems, Programmable
BN13216 | Currie Medical Specialties Inc. | Alternating Leg Pressure (ALP) with ALP 501 | 11434 | Circulatory Assist Units, Peripheral Compression, Intermittent
A62448 | BD | Alaris Pump Module | 17030644 | Infusion Pumps, Multitherapy
A63515 | BD | Alaris PC | 16730229 | Controllers, Infusion Pump Systems, Programmable
A63534 | BD | Alaris Pump Module | 17036075 | Infusion Pumps, Multitherapy
A61496 | BD | Alaris PC | 17026394 | Controllers, Infusion Pump Systems, Programmable
A61609 | BD | Alaris Pump Module | 17033683 | Infusion Pumps, Multitherapy
A61677 | BD | Alaris Pump Module | 17031944 | Infusion Pumps, Multitherapy
A62500 | BD | Alaris Pump Module | 17033409 | Infusion Pumps, Multitherapy
A62088 | BD | Alaris PC | 17013701 | Controllers, Infusion Pump Systems, Programmable
A61458 | BD | Alaris PC | 17017189 | Controllers, Infusion Pump Systems, Programmable
A59701 | Cincinnati Sub-Zero Products Inc | Blanketrol III | 245-3-19702 | Warming/Cooling Units, Patient, Circulating-Liquid
A62622 | BD | Alaris Pump Module | 17035611 | Infusion Pumps, Multitherapy
A62266 | BD | Alaris PC | 16896657 | Controllers, Infusion Pump Systems, Programmable
A63893 | BD | Alaris Pump Module | 17037114 | Infusion Pumps, Multitherapy
A62353 | BD | Alaris Pump Module | 16995563 | Infusion Pumps, Multitherapy
A62051 | BD | Alaris Pump Module | 16999369 | Infusion Pumps, Multitherapy
A63838 | BD | Alaris Pump Module | 17036281 | Infusion Pumps, Multitherapy
A62005 | BD | Alaris Pump Module | 17001448 | Infusion Pumps, Multitherapy
A61919 | BD | Alaris PC | 17021782 | Controllers, Infusion Pump Systems, Programmable
A62524 | BD | Alaris Pump Module | 17034138 | Infusion Pumps, Multitherapy
A61577 | BD | Alaris Pump Module | 17033206 | Infusion Pumps, Multitherapy
A61212 | BD | Alaris PC | 17014138 | Controllers, Infusion Pump Systems, Programmable
A62013 | BD | Alaris Pump Module | 17032651 | Infusion Pumps, Multitherapy
A63755 | BD | Alaris PC | 17002598 | Controllers, Infusion Pump Systems, Programmable
A63184 | BD | Alaris Pump Module | 17021983 | Infusion Pumps, Multitherapy
a63874 | BD | Alaris Pump Module | 17033956 | Infusion Pumps, Multitherapy
A61190 | BD | Alaris PC | 17013582 | Controllers, Infusion Pump Systems, Programmable
A61797 | BD | Alaris Pump Module | 17033500 | Infusion Pumps, Multitherapy
A62300 | BD | Alaris Pump Module | 17000407 | Infusion Pumps, Multitherapy
A61015 | BD | Alaris PC | 16892986 | Controllers, Infusion Pump Systems, Programmable
A63053 | BD | Alaris PC | 16800918 | Controllers, Infusion Pump Systems, Programmable
A63650 | BD | Alaris Pump Module | 17034678 | Infusion Pumps, Multitherapy
A63442 | BD | Alaris Pump Module | 17008738 | Infusion Pumps, Multitherapy
A63042 | BD | Alaris PC | 17024711 | Controllers, Infusion Pump Systems, Programmable
A63190 | BD | Alaris Pump Module | 17008633 | Infusion Pumps, Multitherapy
A63901 | BD | Alaris Pump Module | 17036301 | Infusion Pumps, Multitherapy
A63041 | BD | Alaris PC | 16801635 | Controllers, Infusion Pump Systems, Programmable
A61585 | BD | Alaris Pump Module | 17031099 | Infusion Pumps, Multitherapy
A63292 | BD | Alaris Pump Module | 17008366 | Infusion Pumps, Multitherapy
A61724 | BD | Alaris Pump Module | 17033915 | Infusion Pumps, Multitherapy
A61220 | BD | Alaris PC | 17016028 | Controllers, Infusion Pump Systems, Programmable
A61265 | BD | Alaris PC | 16891444 | Controllers, Infusion Pump Systems, Programmable
| BD | Alaris Pump Module | 17032484 | Infusion Pumps, Multitherapy
A63269 | BD | Alaris Pump Module | 17007933 | Infusion Pumps, Multitherapy
A63951 | BD | Alaris Pump Module | 17032017 | Infusion Pumps, Multitherapy
A61181 | BD | Alaris PC | 17028803 | Controllers, Infusion Pump Systems, Programmable
A61706 | BD | Alaris Pump Module | 17032228 | Infusion Pumps, Multitherapy
A61284 | BD | Alaris PCA Module | 16991436 | Infusion Pumps, Analgesic, Patient-Controlled
A63880 | BD | Alaris PC | 17023619 | Controllers, Infusion Pump Systems, Programmable
A63706 | BD | Alaris Pump Module | 17007969 | Infusion Pumps, Multitherapy
A63752 | BD | Alaris PC | 17020719 | Controllers, Infusion Pump Systems, Programmable
A63989 | BD | Alaris Pump Module | 17037682 | Infusion Pumps, Multitherapy
A61228 | BD | Alaris PCA Module | 16992062 | Infusion Pumps, Analgesic, Patient-Controlled
A63642 | BD | Alaris Pump Module | 17016425 | Infusion Pumps, Multitherapy
A61323 | BD | Alaris PC | 17028499 | Controllers, Infusion Pump Systems, Programmable
A63419 | BD | Alaris Pump Module | 17007106 | Infusion Pumps, Multitherapy
A61193 | BD | Alaris PC | 17014152 | Controllers, Infusion Pump Systems, Programmable
A61891 | BD | Alaris Pump Module | 17033277 | Infusion Pumps, Multitherapy
A62385 | BD | Alaris Pump Module | 16997743 | Infusion Pumps, Multitherapy
A61742 | BD | Alaris Pump Module | 17031033 | Infusion Pumps, Multitherapy
A61946 | BD | Alaris Pump Module | 17032792 | Infusion Pumps, Multitherapy
A62113 | BD | Alaris PC | 16897823 | Controllers, Infusion Pump Systems, Programmable
A61714 | BD | Alaris Pump Module | 17033165 | Infusion Pumps, Multitherapy
A62179] | BD | Alaris PC | 16947281 | Controllers, Infusion Pump Systems, Programmable
BS34602 | 3M Health Care | Bair Hugger 775 | 172429 | Warming Units, Patient, Forced-Air
A62066 | BD | Alaris Pump Module | 17027736 | Infusion Pumps, Multitherapy
A61957 | BD | Alaris Pump Module | 17033482 | Infusion Pumps, Multitherapy
A63312 | BD | Alaris Pump Module | 17008316 | Infusion Pumps, Multitherapy
A61278 | BD | Alaris PC | 16801436 | Controllers, Infusion Pump Systems, Programmable
A61246 | BD | Alaris PC | 17015036 | Controllers, Infusion Pump Systems, Programmable
| CARDINAL HEALTH | Kangaroo OMNI | 21KS24W0050702 | Infusion Pumps, Enteral Feeding
A63972 | BD | Alaris Pump Module | 17033405 | Infusion Pumps, Multitherapy
A63951 | BD | Alaris Pump Module | 17035140 | Infusion Pumps, Multitherapy
A62259 | BD | Alaris PC | 16897925 | Controllers, Infusion Pump Systems, Programmable
A61136 | BD | Alaris PC | 16890950 | Controllers, Infusion Pump Systems, Programmable
A63947 | BD | Alaris Pump Module | 17032150 | Infusion Pumps, Multitherapy
A63145 | BD | Alaris Pump Module | 17012606 | Infusion Pumps, Multitherapy
A63128 | BD | Alaris Pump Module | 17008186 | Infusion Pumps, Multitherapy
A62194 | BD | Alaris PC | 16947704 | Controllers, Infusion Pump Systems, Programmable
A63734 | BD | Alaris PC | 17020667 | Controllers, Infusion Pump Systems, Programmable
A61170 | BD | Alaris Pump Module | 17031388 | Infusion Pumps, Multitherapy
A61837 | BD | Alaris Pump Module | 17030164 | Infusion Pumps, Multitherapy
A61025 | BD | Alaris PC | 16892714 | Controllers, Infusion Pump Systems, Programmable
| Currie Medical Specialties Inc. | Alternating Leg Pressure (ALP) with ALP 501 | 35549 | Circulatory Assist Units, Peripheral Compression, Intermittent
A63135 | BD | Alaris Pump Module | 17022179 | Infusion Pumps, Multitherapy
A63733 | BD | Alaris PC | 17021334 | Controllers, Infusion Pump Systems, Programmable
A63930 | BD | Alaris Pump Module | 17029935 | Infusion Pumps, Multitherapy
A62586 | BD | Alaris Pump Module | 17034977 | Infusion Pumps, Multitherapy
A62563 | BD | Alaris Pump Module | 17032895 | Infusion Pumps, Multitherapy
A62553 | BD | Alaris Pump Module | 17036005 | Infusion Pumps, Multitherapy
A61816 | BD | Alaris PC | 17020817 | Controllers, Infusion Pump Systems, Programmable
A62566 | BD | Alaris Pump Module | 17034990 | Infusion Pumps, Multitherapy
A61619 | BD | Alaris Pump Module | 16356692 | Infusion Pumps, Multitherapy
A63501 | BD | Alaris PC | 17026327 | Controllers, Infusion Pump Systems, Programmable
| CARDINAL HEALTH | Kangaroo OMNI | 21KS24W0051596 | Infusion Pumps, Enteral Feeding
A61533 | BD | Alaris Pump Module | 17033369 | Infusion Pumps, Multitherapy
A62315 | BD | Alaris Pump Module | 16999363 | Infusion Pumps, Multitherapy
A61090 | BD | Alaris PC | 17028827 | Controllers, Infusion Pump Systems, Programmable
A63990 | BD | Alaris Pump Module | 17032280 | Infusion Pumps, Multitherapy
A62029 | BD | Alaris Pump Module | 16998310 | Infusion Pumps, Multitherapy
A61245 | BD | Alaris PC | 17015453 | Controllers, Infusion Pump Systems, Programmable
A63223 | BD | Alaris Pump Module | 17011677 | Infusion Pumps, Multitherapy
A63256 | BD | Alaris Pump Module | 17021613 | Infusion Pumps, Multitherapy
A61303 | BD | Alaris PCA Module | 16992322 | Infusion Pumps, Analgesic, Patient-Controlled
a62563 | BD | Alaris Pump Module | 17035939 | Infusion Pumps, Multitherapy
A61878 | BD | Alaris PC | 17020931 | Controllers, Infusion Pump Systems, Programmable
A61719 | BD | Alaris Pump Module | 17031965 | Infusion Pumps, Multitherapy
BN24459 | Currie Medical Specialties Inc. | Alternating Leg Pressure (ALP) with ALP 501 | 8304 | Circulatory Assist Units, Peripheral Compression, Intermittent
A63758 | BD | Alaris PC | 17026555 | Controllers, Infusion Pump Systems, Programmable
A62022 | BD | Alaris Pump Module | 16999158 | Infusion Pumps, Multitherapy
A63657 | BD | Alaris Pump Module | 17036459 | Infusion Pumps, Multitherapy
BN20806 | Currie Medical Specialties Inc. | Alternating Leg Pressure (ALP) with ALP 501 | 6839 | Circulatory Assist Units, Peripheral Compression, Intermittent
A62349 | BD | Alaris Pump Module | 17000796 | Infusion Pumps, Multitherapy
A63820 | BD | Alaris Pump Module | 17034630 | Infusion Pumps, Multitherapy
A63167 | BD | Alaris Pump Module | 17016291 | Infusion Pumps, Multitherapy
A63842 | BD | Alaris Pump Module | 17034719 | Infusion Pumps, Multitherapy
A63127 | BD | Alaris Pump Module | 17008289 | Infusion Pumps, Multitherapy
A63220 | BD | Alaris Pump Module | 17016250 | Infusion Pumps, Multitherapy
A61097 | BD | Alaris PC | 17025010 | Controllers, Infusion Pump Systems, Programmable
A61020 | BD | Alaris PC | 16802072 | Controllers, Infusion Pump Systems, Programmable
A62280 | BD | Alaris PC | 16896783 | Controllers, Infusion Pump Systems, Programmable
| CARDINAL HEALTH | Kangaroo OMNI | 21KS24W0050774 | Infusion Pumps, Enteral Feeding
A63609 | BD | Alaris Pump Module | 17035506 | Infusion Pumps, Multitherapy
A63660 | BD | Alaris Pump Module | 17035990 | Infusion Pumps, Multitherapy
A63169 | BD | Alaris Pump Module | 17016423 | Infusion Pumps, Multitherapy
A61375 | BD | Alaris PC | 17028697 | Controllers, Infusion Pump Systems, Programmable
A63719 | BD | Alaris PC | 17023650 | Controllers, Infusion Pump Systems, Programmable
A59111 | BD | Alaris PC | 16721929 | Controllers, Infusion Pump Systems, Programmable
A62403 | BD | Alaris Pump Module | 17001491 | Infusion Pumps, Multitherapy
A61630 | BD | Alaris Pump Module | 17034469 | Infusion Pumps, Multitherapy
A63588 | BD | Alaris Pump Module | 17034529 | Infusion Pumps, Multitherapy
A63996 | BD | Alaris Pump Module | 17031574 | Infusion Pumps, Multitherapy
A61621 | BD | Alaris Pump Module | 17034484 | Infusion Pumps, Multitherapy
A61427 | BD | Alaris PC | 17002642 | Controllers, Infusion Pump Systems, Programmable
A61247 | BD | Alaris PC | 17028820 | Controllers, Infusion Pump Systems, Programmable
A642420 | BD | Alaris Pump Module | 17034271 | Infusion Pumps, Multitherapy
A62468 | BD | Alaris Pump Module | 17032626 | Infusion Pumps, Multitherapy
A63900 | BD | Alaris Pump Module | 17028133 | Infusion Pumps, Multitherapy
A62354 | BD | Alaris Pump Module | 17002165 | Infusion Pumps, Multitherapy
A63160 | BD | Alaris Pump Module | 17017816 | Infusion Pumps, Multitherapy
A61771 | BD | Alaris Pump Module | 17035856 | Infusion Pumps, Multitherapy
A61063 | BD | Alaris PC | 17012624 | Controllers, Infusion Pump Systems, Programmable
A61117 | BD | Alaris PC | 17017513 | Controllers, Infusion Pump Systems, Programmable
| CARDINAL HEALTH | Kangaroo OMNI | 21KS24W0051097 | Infusion Pumps, Enteral Feeding
| CARDINAL HEALTH | Kangaroo OMNI | 21KS24W0051100 | Infusion Pumps, Enteral Feeding
A62023 | BD | Alaris Pump Module | 17000601 | Infusion Pumps, Multitherapy
A61845 | BD | Alaris Pump Module | 17032917 | Infusion Pumps, Multitherapy
A63141 | BD | Alaris Pump Module | 17021364 | Infusion Pumps, Multitherapy
A63114 | BD | Alaris Pump Module | 17017578 | Infusion Pumps, Multitherapy
A63636 | BD | Alaris Pump Module | 17034958 | Infusion Pumps, Multitherapy
A61414 | BD | Alaris PCA Module | 16991907 | Infusion Pumps, Analgesic, Patient-Controlled
A63268 | BD | Alaris Pump Module | 17006242 | Infusion Pumps, Multitherapy
A63780 | BD | Alaris PC | 17002596 | Controllers, Infusion Pump Systems, Programmable
A61492 | BD | Alaris PC | 17018776 | Controllers, Infusion Pump Systems, Programmable
A62020 | BD | Alaris Pump Module | 17032890 | Infusion Pumps, Multitherapy
A61166 | BD | Alaris PCA Module | 16991801 | Infusion Pumps, Analgesic, Patient-Controlled
A63933 | BD | Alaris Pump Module | 17032048 | Infusion Pumps, Multitherapy
A62370 | BD | Alaris Pump Module | 17000885 | Infusion Pumps, Multitherapy
A62374 | BD | Alaris Pump Module | 16998148 | Infusion Pumps, Multitherapy
A61463 | BD | Alaris PC | 17017997 | Controllers, Infusion Pump Systems, Programmable
A62604 | BD | Alaris Pump Module | 17033647 | Infusion Pumps, Multitherapy
A63644 | BD | Alaris Pump Module | 17036512 | Infusion Pumps, Multitherapy
A61985 | BD | Alaris PC | 17018014 | Controllers, Infusion Pump Systems, Programmable
A63581 | BD | Alaris Pump Module | 17028033 | Infusion Pumps, Multitherapy
A61421 | BD | Alaris PCA Module | 16991926 | Infusion Pumps, Analgesic, Patient-Controlled
A62376 | BD | Alaris Pump Module | 17001144 | Infusion Pumps, Multitherapy
A62338 | BD | Alaris Pump Module | 17001449 | Infusion Pumps, Multitherapy
A63568 | BD | Alaris Pump Module | 17036034 | Infusion Pumps, Multitherapy
A62530 | BD | Alaris Pump Module | 17035987 | Infusion Pumps, Multitherapy
A49971 | 3M Health Care | V.A.C. ULTA | GAAC004290 | Wound Therapy Systems, Negative-Pressure
A63509 | BD | Alaris PC | 17017795 | Controllers, Infusion Pump Systems, Programmable
A61589 | BD | Alaris Pump Module | 17034351 | Infusion Pumps, Multitherapy
BS29596 | C2Dx Inc | T/Pump Professional | 2018009202245 | Pumps, Circulating-Liquid
A62276 | BD | Alaris PC | 16895515 | Controllers, Infusion Pump Systems, Programmable
A63749 | BD | Alaris PC | 17020815 | Controllers, Infusion Pump Systems, Programmable
A62050 | BD | Alaris Pump Module | 17001047 | Infusion Pumps, Multitherapy
A63915 | BD | Alaris Pump Module | 17036002 | Infusion Pumps, Multitherapy
A61610 | BD | Alaris Pump Module | 17028137 | Infusion Pumps, Multitherapy
A63973 | BD | Alaris Pump Module | 17032290 | Infusion Pumps, Multitherapy
A61641 | BD | Alaris PC | 17028865 | Controllers, Infusion Pump Systems, Programmable
| CARDINAL HEALTH | Kangaroo OMNI | 21KS24W0051077 | Infusion Pumps, Enteral Feeding
A63448 | BD | Alaris Pump Module | 17007929 | Infusion Pumps, Multitherapy
A62024 | BD | Alaris Pump Module | 17000603 | Infusion Pumps, Multitherapy
A61687 | BD | Alaris Pump Module | 17032297 | Infusion Pumps, Multitherapy
A62605 | BD | Alaris Pump Module | 17034100 | Infusion Pumps, Multitherapy
A63054 | BD | Alaris PC | 16802906 | Controllers, Infusion Pump Systems, Programmable
A63942 | BD | Alaris Pump Module | 17032022 | Infusion Pumps, Multitherapy
A61879 | BD | Alaris PC | 17020830 | Controllers, Infusion Pump Systems, Programmable
A63946 | BD | Alaris Pump Module | 17035211 | Infusion Pumps, Multitherapy
A63471 | BD | Alaris PCA Module | 16991790 | Infusion Pumps, Analgesic, Patient-Controlled
A53311 | BD | Alaris EtCO2 Module | 18401153 | Infusion Pumps Modules, Exhaled Carbon Dioxide
A63291 | BD | Alaris Pump Module | 17008758 | Infusion Pumps, Multitherapy
A63789 | BD | Alaris Pump Module | 17034882 | Infusion Pumps, Multitherapy
A63232 | BD | Alaris Pump Module | 17015687 | Infusion Pumps, Multitherapy
A62286 | BD | Alaris Pump Module | 17033509 | Infusion Pumps, Multitherapy
A62086 | BD | Alaris PC | 17015543 | Controllers, Infusion Pump Systems, Programmable
A59714 | BD | Alaris Pump Module | 16788620 | Infusion Pumps, Multitherapy
A61262 | BD | Alaris PC | 16891728 | Controllers, Infusion Pump Systems, Programmable
A61950 | BD | Alaris Pump Module | 17035759 | Infusion Pumps, Multitherapy
A63387 | BD | Alaris Pump Module | 17019522 | Infusion Pumps, Multitherapy
A63656 | BD | Alaris Pump Module | 17035935 | Infusion Pumps, Multitherapy
A61229 | BD | Alaris PCA Module | 16991595 | Infusion Pumps, Analgesic, Patient-Controlled
A59698 | Cincinnati Sub-Zero Products Inc | Blanketrol III | 254-3-19718 | Warming/Cooling Units, Patient, Circulating-Liquid
A61977 | BD | Alaris PC | 17021566 | Controllers, Infusion Pump Systems, Programmable
A62424 | BD | Alaris Pump Module | 16997870 | Infusion Pumps, Multitherapy
A62017 | BD | Alaris Pump Module | 17032273 | Infusion Pumps, Multitherapy
A63185 | BD | Alaris Pump Module | 17010988 | Infusion Pumps, Multitherapy
A62107 | BD | Alaris PC | 16898229 | Controllers, Infusion Pump Systems, Programmable
A61306 | BD | Alaris PCA Module | 16985932 | Infusion Pumps, Analgesic, Patient-Controlled
A62549 | BD | Alaris Pump Module | 17034900 | Infusion Pumps, Multitherapy
A62487 | BD | Alaris Pump Module | 16995671 | Infusion Pumps, Multitherapy
A61660 | BD | Alaris PC | 17016285 | Controllers, Infusion Pump Systems, Programmable
A63109 | BD | Alaris Pump Module | 17012591 | Infusion Pumps, Multitherapy
| BD | Alaris Pump Module | 17034440 | Infusion Pumps, Multitherapy
A63877 | BD | Alaris Pump Module | 17031981 | Infusion Pumps, Multitherapy
A61203 | BD | Alaris PC | 17014137 | Controllers, Infusion Pump Systems, Programmable
A61989 | BD | Alaris PC | 17016574 | Controllers, Infusion Pump Systems, Programmable
A63074 | BD | Alaris Pump Module | 17008632 | Infusion Pumps, Multitherapy
A63684 | BD | Alaris Pump Module | 17036506 | Infusion Pumps, Multitherapy
A63318 | BD | Alaris Pump Module | 17020139 | Infusion Pumps, Multitherapy
A63777 | BD | Alaris PC | 17017885 | Controllers, Infusion Pump Systems, Programmable
A61689 | BD | Alaris Pump Module | 17034537 | Infusion Pumps, Multitherapy
A61532 | BD | Alaris Pump Module | 17033893 | Infusion Pumps, Multitherapy
A63699 | BD | Alaris Pump Module | 17034673 | Infusion Pumps, Multitherapy
A63552 | BD | Alaris Pump Module | 17008126 | Infusion Pumps, Multitherapy
A61524 | BD | Alaris Pump Module | 17035701 | Infusion Pumps, Multitherapy
A61359 | BD | Medley Syringe Module | 17028507 | Infusion Pumps, Multitherapy
A63697 | BD | Alaris Pump Module | 17036948 | Infusion Pumps, Multitherapy
A61684 | BD | Alaris Pump Module | 17030939 | Infusion Pumps, Multitherapy
A63571 | BD | Alaris Pump Module | 17007050 | Infusion Pumps, Multitherapy
| Currie Medical Specialties Inc. | Alternating Leg Pressure (ALP) with ALP 501 | 25199 | Circulatory Assist Units, Peripheral Compression, Intermittent
A62186 | BD | Alaris PC | 16948227 | Controllers, Infusion Pump Systems, Programmable
A63103 | BD | Alaris Pump Module | 17008545 | Infusion Pumps, Multitherapy
A61145 | BD | Alaris PC | 17026716 | Controllers, Infusion Pump Systems, Programmable
A63716 | BD | Alaris PC | 17031400 | Controllers, Infusion Pump Systems, Programmable
A63510 | BD | Alaris PC | 17017898 | Controllers, Infusion Pump Systems, Programmable
A61695 | BD | Alaris Pump Module | 17031411 | Infusion Pumps, Multitherapy
A63792 | BD | Alaris Pump Module | 17032706 | Infusion Pumps, Multitherapy
A63342 | BD | Alaris Pump Module | 17006575 | Infusion Pumps, Multitherapy
A62001 | BD | Alaris Pump Module | 17001528 | Infusion Pumps, Multitherapy
A62272 | BD | Alaris PC | 16897929 | Controllers, Infusion Pump Systems, Programmable
BN-18385 | Currie Medical Specialties Inc. | Alternating Leg Pressure (ALP) with ALP 501 | 3997 | Circulatory Assist Units, Peripheral Compression, Intermittent
A63096 | BD | Alaris PC | 17024642 | Controllers, Infusion Pump Systems, Programmable
| Currie Medical Specialties Inc. | Alternating Leg Pressure (ALP) with ALP 501 | 37562 | Circulatory Assist Units, Peripheral Compression, Intermittent
A63025 | BD | Alaris PC | 16892833 | Controllers, Infusion Pump Systems, Programmable
A53318 | BD | Alaris EtCO2 Module | 18401435 | Infusion Pumps Modules, Exhaled Carbon Dioxide
A62594 | BD | Alaris Pump Module | 17000702 | Infusion Pumps, Multitherapy
A63230 | BD | Alaris Pump Module | 17010549 | Infusion Pumps, Multitherapy
A63384 | BD | Alaris Pump Module | 17008063 | Infusion Pumps, Multitherapy
BN24447 | Currie Medical Specialties Inc. | Alternating Leg Pressure (ALP) with ALP 501 | 2543 | Circulatory Assist Units, Peripheral Compression, Intermittent
A61032 | BD | Alaris PC | 16891125 | Controllers, Infusion Pump Systems, Programmable
A61050 | BD | Alaris PC | 17029129 | Controllers, Infusion Pump Systems, Programmable
A61890 | BD | Alaris Pump Module | 17033027 | Infusion Pumps, Multitherapy
A63939 | BD | Alaris Pump Module | 17032271 | Infusion Pumps, Multitherapy
| Currie Medical Specialties Inc. | Alternating Leg Pressure (ALP) with ALP 501 | 26083 | Circulatory Assist Units, Peripheral Compression, Intermittent
A62642 | BD | Alaris Pump Module | 17000893 | Infusion Pumps, Multitherapy
B16623 | 3M Health Care | Bair Hugger 775 | 051687 | Warming Units, Patient, Forced-Air
A63776 | BD | Alaris PC | 17018357 | Controllers, Infusion Pump Systems, Programmable
A62505 | BD | Alaris Pump Module | 17034112 | Infusion Pumps, Multitherapy
A63546 | BD | Alaris Pump Module | 17034939 | Infusion Pumps, Multitherapy
A63784 | BD | Alaris Pump Module | 17035735 | Infusion Pumps, Multitherapy
A62511 | BD | Alaris Pump Module | 17034097 | Infusion Pumps, Multitherapy
BS29833 | 3M Health Care | V.A.C. ULTA | GAAC04338 | Wound Therapy Systems, Negative-Pressure
A61767 | BD | Alaris Pump Module | 17031850 | Infusion Pumps, Multitherapy
| Currie Medical Specialties Inc. | Alternating Leg Pressure (ALP) with ALP 501 | 14059 | Circulatory Assist Units, Peripheral Compression, Intermittent
A61086 | BD | Alaris PC | 17014246 | Controllers, Infusion Pump Systems, Programmable
A61534 | BD | Alaris Pump Module | 17030537 | Infusion Pumps, Multitherapy
A61442 | BD | Alaris PC | 17023743 | Controllers, Infusion Pump Systems, Programmable
A63474 | BD | Alaris PCA Module | 17036165 | Infusion Pumps, Analgesic, Patient-Controlled
A61929 | BD | Alaris PC | 17021821 | Controllers, Infusion Pump Systems, Programmable
A63986 | BD | Alaris PC | 17029636 | Controllers, Infusion Pump Systems, Programmable
| Currie Medical Specialties Inc. | Alternating Leg Pressure (ALP) with ALP 501 | 31390 | Circulatory Assist Units, Peripheral Compression, Intermittent
BN12536 | Currie Medical Specialties Inc. | Alternating Leg Pressure (ALP) with ALP 501 | 16572 | Circulatory Assist Units, Peripheral Compression, Intermittent
A61578 | BD | Alaris Pump Module | 17032926 | Infusion Pumps, Multitherapy
| Currie Medical Specialties Inc. | Alternating Leg Pressure (ALP) with ALP 501 | 37718 | Circulatory Assist Units, Peripheral Compression, Intermittent
A63255 | BD | Alaris Pump Module | 17020122 | Infusion Pumps, Multitherapy
BN-25017 | Currie Medical Specialties Inc. | Alternating Leg Pressure (ALP) with ALP 501 | 2396 | Circulatory Assist Units, Peripheral Compression, Intermittent
BN12481 | Currie Medical Specialties Inc. | Alternating Leg Pressure (ALP) with ALP 501 | 4261 | Circulatory Assist Units, Peripheral Compression, Intermittent
A61750 | BD | Alaris Pump Module | 17033903 | Infusion Pumps, Multitherapy
A62501 | BD | Alaris Pump Module | 17035182 | Infusion Pumps, Multitherapy
A62065 | BD | Alaris Pump Module | 17034578 | Infusion Pumps, Multitherapy
A62048 | BD | Alaris Pump Module | 17033763 | Infusion Pumps, Multitherapy
A63263 | BD | Alaris Pump Module | 17021885 | Infusion Pumps, Multitherapy
A63357 | BD | Alaris Pump Module | 17004950 | Infusion Pumps, Multitherapy
A62624 | BD | Alaris Pump Module | 17036188 | Infusion Pumps, Multitherapy
A61792 | BD | Alaris Pump Module | 17031824 | Infusion Pumps, Multitherapy
A61764 | BD | Alaris Pump Module | 17033751 | Infusion Pumps, Multitherapy
A62305 | BD | Alaris Pump Module | 16997078 | Infusion Pumps, Multitherapy
A61472 | BD | Alaris PC | 17026568 | Controllers, Infusion Pump Systems, Programmable
| Currie Medical Specialties Inc. | Alternating Leg Pressure (ALP) with ALP 501 | 38210 | Circulatory Assist Units, Peripheral Compression, Intermittent
A61731 | BD | Alaris Pump Module | 17033265 | Infusion Pumps, Multitherapy
A61698 | BD | Alaris Pump Module | 17032696 | Infusion Pumps, Multitherapy
| CARDINAL HEALTH | Kangaroo OMNI | 21KS24W0050990 | Infusion Pumps, Enteral Feeding
A63708 | BD | Alaris PC | 17018043 | Controllers, Infusion Pump Systems, Programmable
BN24754 | Currie Medical Specialties Inc. | Alternating Leg Pressure (ALP) with ALP 501 | 26695 | Circulatory Assist Units, Peripheral Compression, Intermittent
A61602 | BD | Alaris Pump Module | 17033761 | Infusion Pumps, Multitherapy
A61506 | BD | Alaris PC | 17026498 | Controllers, Infusion Pump Systems, Programmable
A61657 | BD | Alaris PC | 17025064 | Controllers, Infusion Pump Systems, Programmable
A62562 | BD | Alaris Pump Module | 17032026 | Infusion Pumps, Multitherapy
A63748 | BD | Alaris PC | 17016626 | Controllers, Infusion Pump Systems, Programmable
A63891 | BD | Alaris Pump Module | 17035195 | Infusion Pumps, Multitherapy
A63569 | BD | Alaris Pump Module | 17034892 | Infusion Pumps, Multitherapy
a63690 | BD | Alaris Pump Module | 17035230 | Infusion Pumps, Multitherapy
| Currie Medical Specialties Inc. | Alternating Leg Pressure (ALP) with ALP 501 | 37408 | Circulatory Assist Units, Peripheral Compression, Intermittent
A62513 | BD | Alaris Pump Module | 17028514 | Infusion Pumps, Multitherapy
BS-31817 | Welch Allyn Inc | Connex Spot Monitor | 21100056242622 | Monitors, Physiologic, Vital Signs
A61570 | BD | Alaris Pump Module | 17036783 | Infusion Pumps, Multitherapy
A61022 | BD | Alaris PC | 16892825 | Controllers, Infusion Pump Systems, Programmable
A63764 | BD | Alaris PC | 17026548 | Controllers, Infusion Pump Systems, Programmable
A61844 | BD | Alaris Pump Module | 17033767 | Infusion Pumps, Multitherapy
A63863 | BD | Alaris Pump Module | 17036950 | Infusion Pumps, Multitherapy
BS29841 | 3M Health Care | V.A.C. ULTA | GAAC04317 | Wound Therapy Systems, Negative-Pressure
| Currie Medical Specialties Inc. | Alternating Leg Pressure (ALP) with ALP 501 | 33653 | Circulatory Assist Units, Peripheral Compression, Intermittent
A61045 | BD | Alaris PC | 16893563 | Controllers, Infusion Pump Systems, Programmable
A61771 | BD | Alaris Pump Module | 17031065 | Infusion Pumps, Multitherapy
A61475 | BD | Alaris PC | 17026932 | Controllers, Infusion Pump Systems, Programmable
A63302 | BD | Alaris Pump Module | 17006945 | Infusion Pumps, Multitherapy
A61140 | BD | Alaris PC | 17029092 | Controllers, Infusion Pump Systems, Programmable
Bn22357 | Currie Medical Specialties Inc. | Alternating Leg Pressure (ALP) with ALP 501 | 3564 | Circulatory Assist Units, Peripheral Compression, Intermittent
A63299 | BD | Alaris Pump Module | 17021409 | Infusion Pumps, Multitherapy
BN18952 | Currie Medical Specialties Inc. | Alternating Leg Pressure (ALP) with ALP 501 | 25265 | Circulatory Assist Units, Peripheral Compression, Intermittent
A62637 | BD | Alaris Pump Module | 17001492 | Infusion Pumps, Multitherapy
A61634 | BD | Alaris PC | 17027273 | Controllers, Infusion Pump Systems, Programmable
A63254 | BD | Alaris Pump Module | 17011079 | Infusion Pumps, Multitherapy
A61671 | BD | Alaris PC | 17025587 | Controllers, Infusion Pump Systems, Programmable
A59704 | Cincinnati Sub-Zero Products Inc | Blanketrol III | 254-3-19703 | Warming/Cooling Units, Patient, Circulating-Liquid
A61139 | BD | Alaris PC | 16802949 | Controllers, Infusion Pump Systems, Programmable
A63125 | BD | Alaris Pump Module | 17008579 | Infusion Pumps, Multitherapy
A62364 | BD | Alaris Pump Module | 16999732 | Infusion Pumps, Multitherapy
A63238 | BD | Alaris Pump Module | 17022781 | Infusion Pumps, Multitherapy
A63987 | BD | Alaris PC | 17028356 | Controllers, Infusion Pump Systems, Programmable
A62026 | BD | Alaris Pump Module | 16995760 | Infusion Pumps, Multitherapy
A63577 | BD | Alaris Pump Module | 17035114 | Infusion Pumps, Multitherapy
A61479 | BD | Alaris PC | 17026717 | Controllers, Infusion Pump Systems, Programmable
A61091 | BD | Alaris PC | 17028731 | Controllers, Infusion Pump Systems, Programmable
A61899 | BD | Alaris Pump Module | 17033831 | Infusion Pumps, Multitherapy
| Currie Medical Specialties Inc. | Alternating Leg Pressure (ALP) with ALP 501 | 19449 | Circulatory Assist Units, Peripheral Compression, Intermittent
A61010 | BD | Alaris PC | 17026930 | Controllers, Infusion Pump Systems, Programmable
A61738 | BD | Alaris Pump Module | 17033553 | Infusion Pumps, Multitherapy
bn24762 | Currie Medical Specialties Inc. | Alternating Leg Pressure (ALP) with ALP 501 | 26684 | Circulatory Assist Units, Peripheral Compression, Intermittent
A61545 | BD | Alaris Pump Module | 17037196 | Infusion Pumps, Multitherapy
A61503 | BD | Alaris PC | 17019890 | Controllers, Infusion Pump Systems, Programmable
A61378 | BD | Alaris PC | 17027315 | Controllers, Infusion Pump Systems, Programmable
A61129 | BD | Alaris PC | 17027211 | Controllers, Infusion Pump Systems, Programmable
A63368 | BD | Alaris Pump Module | 17008667 | Infusion Pumps, Multitherapy
A62581 | BD | Alaris Pump Module | 17032661 | Infusion Pumps, Multitherapy
A63544 | BD | Alaris Pump Module | 17032893 | Infusion Pumps, Multitherapy
bn26332 | Currie Medical Specialties Inc. | Alternating Leg Pressure (ALP) with ALP 501 | 4116 | Circulatory Assist Units, Peripheral Compression, Intermittent
A63795 | BD | Alaris Pump Module | 17032905 | Infusion Pumps, Multitherapy
A61880 | BD | Alaris PC | 17020825 | Controllers, Infusion Pump Systems, Programmable
A63147 | BD | Alaris Pump Module | 17017681 | Infusion Pumps, Multitherapy
A63072 | BD | Alaris Pump Module | 17008752 | Infusion Pumps, Multitherapy
A61333 | BD | Medley Syringe Module | 17023499 | Infusion Pumps, Multitherapy
A63493 | BD | Alaris PC | 17001968 | Controllers, Infusion Pump Systems, Programmable
A62595 | BD | Alaris Pump Module | 17036207 | Infusion Pumps, Multitherapy
A62526 | BD | Alaris Pump Module | 17036094 | Infusion Pumps, Multitherapy
A61600 | BD | Alaris Pump Module | 17034102 | Infusion Pumps, Multitherapy
A63334 | BD | Alaris Pump Module | 17022648 | Infusion Pumps, Multitherapy
A63047 | BD | Alaris PC | 17025066 | Controllers, Infusion Pump Systems, Programmable
A63805 | BD | Alaris Pump Module | 17036127 | Infusion Pumps, Multitherapy
A63454 | BD | Alaris Pump Module | 17007876 | Infusion Pumps, Multitherapy
A62372 | BD | Alaris Pump Module | 17001220 | Infusion Pumps, Multitherapy
A61243 | BD | Alaris PC | 16891062 | Controllers, Infusion Pump Systems, Programmable
A63377 | BD | Alaris Pump Module | 17007464 | Infusion Pumps, Multitherapy
A62469 | BD | Alaris Pump Module | 17033995 | Infusion Pumps, Multitherapy
A62043 | BD | Alaris Pump Module | 17001566 | Infusion Pumps, Multitherapy
A62515 | BD | Alaris Pump Module | 17032513 | Infusion Pumps, Multitherapy
A61537 | BD | Alaris Pump Module | 17027974 | Infusion Pumps, Multitherapy
A62658 | BD | Alaris Pump Module | 17034164 | Infusion Pumps, Multitherapy
A62071 | BD | Alaris Pump Module | 17033654 | Infusion Pumps, Multitherapy
A61079 | BD | Alaris PC | 17014272 | Controllers, Infusion Pump Systems, Programmable
A62601 | BD | Alaris Pump Module | 17034187 | Infusion Pumps, Multitherapy
A61237 | BD | Alaris PC | 16893565 | Controllers, Infusion Pump Systems, Programmable
A61761 | BD | Alaris Pump Module | 17033132 | Infusion Pumps, Multitherapy
A63680 | BD | Alaris Pump Module | 17036380 | Infusion Pumps, Multitherapy
A63844 | BD | Alaris Pump Module | 17031959 | Infusion Pumps, Multitherapy
A63260 | BD | Alaris Pump Module | 17003669 | Infusion Pumps, Multitherapy
A63675 | BD | Alaris Pump Module | 17008152 | Infusion Pumps, Multitherapy
A63598 | BD | Alaris Pump Module | 17032973 | Infusion Pumps, Multitherapy
| Currie Medical Specialties Inc. | Alternating Leg Pressure (ALP) with ALP 501 | 33320 | Circulatory Assist Units, Peripheral Compression, Intermittent
A63410 | BD | Alaris Pump Module | 17026615 | Infusion Pumps, Multitherapy
A63603 | BD | Alaris Pump Module | 17034665 | Infusion Pumps, Multitherapy
A61059 | BD | Alaris PC | 17028354 | Controllers, Infusion Pump Systems, Programmable
A63964 | BD | Alaris Pump Module | 17037015 | Infusion Pumps, Multitherapy
A61748 | BD | Alaris Pump Module | 17033578 | Infusion Pumps, Multitherapy
A63240 | BD | Alaris Pump Module | 17020411 | Infusion Pumps, Multitherapy
A62110 | BD | Alaris PC | 16896771 | Controllers, Infusion Pump Systems, Programmable
A62630 | BD | Alaris Pump Module | 17034319 | Infusion Pumps, Multitherapy
A61659 | BD | Alaris PC | 17025063 | Controllers, Infusion Pump Systems, Programmable
| Currie Medical Specialties Inc. | Alternating Leg Pressure (ALP) with ALP 501 | 26036 | Circulatory Assist Units, Peripheral Compression, Intermittent
A62631 | BD | Alaris Pump Module | 17030063 | Infusion Pumps, Multitherapy
A61236 | BD | Alaris PC | 17027123 | Controllers, Infusion Pump Systems, Programmable
A63038 | BD | Alaris PC | 16892965 | Controllers, Infusion Pump Systems, Programmable
A61955 | BD | Alaris Pump Module | 17032776 | Infusion Pumps, Multitherapy
A62560 | BD | Alaris Pump Module | 17036071 | Infusion Pumps, Multitherapy
A63110 | BD | Alaris Pump Module | 17015396 | Infusion Pumps, Multitherapy
A61473 | BD | Alaris PC | 17028645 | Controllers, Infusion Pump Systems, Programmable
A63565 | BD | Alaris Pump Module | 17005186 | Infusion Pumps, Multitherapy
A61255 | BD | Alaris PC | 16884820 | Controllers, Infusion Pump Systems, Programmable
A61902 | BD | Alaris Pump Module | 17029879 | Infusion Pumps, Multitherapy
A63854 | BD | Alaris Pump Module | 17035360 | Infusion Pumps, Multitherapy
A63950 | BD | Alaris Pump Module | 17035301 | Infusion Pumps, Multitherapy
A61725 | BD | Alaris Pump Module | 17032736 | Infusion Pumps, Multitherapy
A61269 | BD | Alaris PC | 17012149 | Controllers, Infusion Pump Systems, Programmable
A63853 | BD | Alaris Pump Module | 17034078 | Infusion Pumps, Multitherapy
A63016 | BD | Alaris PC | 16895290 | Controllers, Infusion Pump Systems, Programmable
| Currie Medical Specialties Inc. | Alternating Leg Pressure (ALP) with ALP 501 | 11417 | Circulatory Assist Units, Peripheral Compression, Intermittent
A62617 | BD | Alaris Pump Module | 17034799 | Infusion Pumps, Multitherapy
A63533 | BD | Alaris Pump Module | 17034545 | Infusion Pumps, Multitherapy
A61324 | BD | Alaris PC | 17020822 | Controllers, Infusion Pump Systems, Programmable
A62269 | BD | Alaris PC | 16895676 | Controllers, Infusion Pump Systems, Programmable
A62367 | BD | Alaris Pump Module | 17002157 | Infusion Pumps, Multitherapy
A63326 | BD | Alaris Pump Module | 17006702 | Infusion Pumps, Multitherapy
A61325 | BD | Alaris PC | 17027429 | Controllers, Infusion Pump Systems, Programmable
A61185 | BD | Alaris PC | 17013541 | Controllers, Infusion Pump Systems, Programmable
A61859 | BD | Alaris Pump Module | 17034544 | Infusion Pumps, Multitherapy
BN16194 | Currie Medical Specialties Inc. | Alternating Leg Pressure (ALP) with ALP 501 | 14528 | Circulatory Assist Units, Peripheral Compression, Intermittent
| Currie Medical Specialties Inc. | Alternating Leg Pressure (ALP) with ALP 501 | 5167 | Circulatory Assist Units, Peripheral Compression, Intermittent
A62603 | BD | Alaris Pump Module | 17000671 | Infusion Pumps, Multitherapy
| Currie Medical Specialties Inc. | Alternating Leg Pressure (ALP) with ALP 501 | 10672 | Circulatory Assist Units, Peripheral Compression, Intermittent
A62388 | BD | Alaris Pump Module | 16998675 | Infusion Pumps, Multitherapy
BN26654 | Currie Medical Specialties Inc. | Alternating Leg Pressure (ALP) with ALP 501 | 20023 | Circulatory Assist Units, Peripheral Compression, Intermittent
A61979 | BD | Alaris PC | 17021790 | Controllers, Infusion Pump Systems, Programmable
A63319 | BD | Alaris Pump Module | 17004020 | Infusion Pumps, Multitherapy
A61806 | BD | Alaris Pump Module | 17031997 | Infusion Pumps, Multitherapy
A63895 | BD | Alaris Pump Module | 17036255 | Infusion Pumps, Multitherapy
A63537 | BD | Alaris Pump Module | 17036332 | Infusion Pumps, Multitherapy
A62391 | BD | Alaris Pump Module | 16998182 | Infusion Pumps, Multitherapy
| Unknown | ROUNDS/MAINTENANCE | LOANER WOUND VAC | Miscellaneous Maintenance
A63129 | BD | Alaris Pump Module | 17022197 | Infusion Pumps, Multitherapy
A62347 | BD | Alaris Pump Module | 16997325 | Infusion Pumps, Multitherapy
A63338 | BD | Alaris Pump Module | 17003704 | Infusion Pumps, Multitherapy
A61037 | BD | Alaris PC | 17027357 | Controllers, Infusion Pump Systems, Programmable
A63389 | BD | Alaris Pump Module | 17022379 | Infusion Pumps, Multitherapy
A61959 | BD | Alaris Pump Module | 17034409 | Infusion Pumps, Multitherapy
A63397 | BD | Alaris Pump Module | 17007561 | Infusion Pumps, Multitherapy
A61858 | BD | Alaris Pump Module | 17033128 | Infusion Pumps, Multitherapy
A61376 | BD | Alaris PC | 17017149 | Controllers, Infusion Pump Systems, Programmable
A62427 | BD | Alaris Pump Module | 17001561 | Infusion Pumps, Multitherapy
A61189 | BD | Alaris PC | 17028326 | Controllers, Infusion Pump Systems, Programmable
| BD | Alaris Pump Module | 31915 | Infusion Pumps, Multitherapy
A63969 | BD | Alaris Pump Module | 17034188 | Infusion Pumps, Multitherapy
A61778 | BD | Alaris Pump Module | 17033912 | Infusion Pumps, Multitherapy
A61599 | BD | Alaris Pump Module | 17029571 | Infusion Pumps, Multitherapy
BS18639 | Currie Medical Specialties Inc. | Alternating Leg Pressure (ALP) with ALP 501 | 38491 | Circulatory Assist Units, Peripheral Compression, Intermittent
A61931 | BD | Alaris Pump Module | 17032477 | Infusion Pumps, Multitherapy
A63013 | BD | Alaris PC | 16802270 | Controllers, Infusion Pump Systems, Programmable
A61807 | BD | Alaris Pump Module | 17034237 | Infusion Pumps, Multitherapy
A63860 | BD | Alaris Pump Module | 17035419 | Infusion Pumps, Multitherapy
A62250 | BD | Alaris PC | 16896574 | Controllers, Infusion Pump Systems, Programmable
A63380 | BD | Alaris Pump Module | 17007959 | Infusion Pumps, Multitherapy
A63031 | BD | Alaris PC | 17026776 | Controllers, Infusion Pump Systems, Programmable
A62358 | BD | Alaris Pump Module | 16995954 | Infusion Pumps, Multitherapy
A61266 | BD | Alaris PC | 16891666 | Controllers, Infusion Pump Systems, Programmable
| Currie Medical Specialties Inc. | Alternating Leg Pressure (ALP) with ALP 501 | 32357 | Circulatory Assist Units, Peripheral Compression, Intermittent
A61711 | BD | Alaris Pump Module | 17034184 | Infusion Pumps, Multitherapy
A61113 | BD | Alaris PC | 17016394 | Controllers, Infusion Pump Systems, Programmable
A61939 | BD | Alaris Pump Module | 17034029 | Infusion Pumps, Multitherapy
A61739 | BD | Alaris Pump Module | 17033475 | Infusion Pumps, Multitherapy
| CARDINAL HEALTH | Kangaroo OMNI | 21KS24W0051592 | Infusion Pumps, Enteral Feeding
A63542 | BD | Alaris Pump Module | 17034519 | Infusion Pumps, Multitherapy
A63592 | BD | Alaris Pump Module | 17036009 | Infusion Pumps, Multitherapy
A63156 | BD | Alaris Pump Module | 17008073 | Infusion Pumps, Multitherapy
A63280 | BD | Alaris Pump Module | 16995682 | Infusion Pumps, Multitherapy
A62365 | BD | Alaris Pump Module | 16998676 | Infusion Pumps, Multitherapy
A63799 | BD | Alaris Pump Module | 17034684 | Infusion Pumps, Multitherapy
A61741 | BD | Alaris Pump Module | 17030838 | Infusion Pumps, Multitherapy
A61633 | BD | Alaris PC | 17028816 | Controllers, Infusion Pump Systems, Programmable
A62580 | BD | Alaris Pump Module | 17033344 | Infusion Pumps, Multitherapy
A62597 | BD | Alaris Pump Module | 16999247 | Infusion Pumps, Multitherapy
A61417 | BD | Alaris PCA Module | 16991888 | Infusion Pumps, Analgesic, Patient-Controlled
A63049 | BD | Alaris PC | 16803606 | Controllers, Infusion Pump Systems, Programmable
A62589 | BD | Alaris Pump Module | 17034238 | Infusion Pumps, Multitherapy
A61981 | BD | Alaris PC | 17021240 | Controllers, Infusion Pump Systems, Programmable
A61796 | BD | Alaris Pump Module | 17032667 | Infusion Pumps, Multitherapy
A63083 | BD | Alaris PC | 16892985 | Controllers, Infusion Pump Systems, Programmable
BN25944 | Currie Medical Specialties Inc. | Alternating Leg Pressure (ALP) with ALP 501 | 2561 | Circulatory Assist Units, Peripheral Compression, Intermittent
A63424 | BD | Alaris Pump Module | 17008179 | Infusion Pumps, Multitherapy
A61401 | BD | Alaris PCA Module | 16992282 | Infusion Pumps, Analgesic, Patient-Controlled
A61501 | BD | Alaris PC | 17026268 | Controllers, Infusion Pump Systems, Programmable
A61643 | BD | Alaris Pump Module | 17036084 | Infusion Pumps, Multitherapy
BS29842 | 3M Health Care | V.A.C. ULTA | GAAC01269 | Wound Therapy Systems, Negative-Pressure
A62015 | BD | Alaris Pump Module | 17032805 | Infusion Pumps, Multitherapy
A63325 | BD | Alaris Pump Module | 17005254 | Infusion Pumps, Multitherapy
| CARDINAL HEALTH | Kangaroo OMNI | 21KS24W0050634 | Infusion Pumps, Enteral Feeding
A63584 | BD | Alaris Pump Module | 17034461 | Infusion Pumps, Multitherapy
A63949 | BD | Alaris Pump Module | 17008199 | Infusion Pumps, Multitherapy
A63613 | BD | Alaris Pump Module | 17031741 | Infusion Pumps, Multitherapy
A62010 | BD | Alaris Pump Module | 17033851 | Infusion Pumps, Multitherapy
A61000 | BD | Alaris PC | 17027143 | Controllers, Infusion Pump Systems, Programmable
| Currie Medical Specialties Inc. | Alternating Leg Pressure (ALP) with ALP 501 | 22297 | Circulatory Assist Units, Peripheral Compression, Intermittent
A62265 | BD | Alaris PC | 16896886 | Controllers, Infusion Pump Systems, Programmable
A63375 | BD | Alaris Pump Module | 17007345 | Infusion Pumps, Multitherapy
A63721 | BD | Alaris PC | 17023495 | Controllers, Infusion Pump Systems, Programmable
A61007 | BD | Alaris PC | 16894777 | Controllers, Infusion Pump Systems, Programmable
A63728 | BD | Alaris PC | 17021342 | Controllers, Infusion Pump Systems, Programmable
A62435 | BD | Alaris Pump Module | 17036251 | Infusion Pumps, Multitherapy
A63386 | BD | Alaris Pump Module | 17005730 | Infusion Pumps, Multitherapy
A63146 | BD | Alaris Pump Module | 17022103 | Infusion Pumps, Multitherapy
A61386 | BD | Alaris PC | 17028802 | Controllers, Infusion Pump Systems, Programmable
A63976 | BD | Alaris Pump Module | 17034901 | Infusion Pumps, Multitherapy
A62422 | BD | Alaris Pump Module | 17035936 | Infusion Pumps, Multitherapy
A63899 | BD | Alaris Pump Module | 17028108 | Infusion Pumps, Multitherapy
A61006 | BD | Alaris PC | 16892955 | Controllers, Infusion Pump Systems, Programmable
A63180 | BD | Alaris Pump Module | 17015696 | Infusion Pumps, Multitherapy
A63898 | BD | Alaris Pump Module | 17035686 | Infusion Pumps, Multitherapy
A61304 | BD | Alaris PCA Module | 16992144 | Infusion Pumps, Analgesic, Patient-Controlled
BN-25955 | Currie Medical Specialties Inc. | Alternating Leg Pressure (ALP) with ALP 501 | 1960 | Circulatory Assist Units, Peripheral Compression, Intermittent
A62659 | 3M Health Care | V.A.C. ULTA | GAAC12721 | Wound Therapy Systems, Negative-Pressure
A61280 | BD | Alaris PC | 16802935 | Controllers, Infusion Pump Systems, Programmable
A63350 | BD | Alaris Pump Module | 17008669 | Infusion Pumps, Multitherapy
A63661 | BD | Alaris Pump Module | 17035171 | Infusion Pumps, Multitherapy
A63813 | BD | Alaris Pump Module | 17027794 | Infusion Pumps, Multitherapy
A63157 | BD | Alaris Pump Module | 17008726 | Infusion Pumps, Multitherapy
A63119 | BD | Alaris Pump Module | 17007931 | Infusion Pumps, Multitherapy
A61327 | BD | Alaris PC | 17025135 | Controllers, Infusion Pump Systems, Programmable
A62035 | BD | Alaris Pump Module | 16994922 | Infusion Pumps, Multitherapy
A63331 | BD | Alaris Pump Module | 17006593 | Infusion Pumps, Multitherapy
BN10582 | Currie Medical Specialties Inc. | Alternating Leg Pressure (ALP) with ALP 501 | 4149 | Circulatory Assist Units, Peripheral Compression, Intermittent
A61892 | BD | Alaris Pump Module | 17032615 | Infusion Pumps, Multitherapy
A61525 | BD | Alaris Pump Module | 17035628 | Infusion Pumps, Multitherapy
A63941 | BD | Alaris Pump Module | 17032774 | Infusion Pumps, Multitherapy
A62569 | BD | Alaris Pump Module | 17033614 | Infusion Pumps, Multitherapy
A61347 | BD | Medley Syringe Module | 17028716 | Infusion Pumps, Multitherapy
A63703 | BD | Alaris Pump Module | 17032043 | Infusion Pumps, Multitherapy
BN18964 | Currie Medical Specialties Inc. | Alternating Leg Pressure (ALP) with ALP 501 | 25266 | Circulatory Assist Units, Peripheral Compression, Intermittent
A62618 | BD | Alaris Pump Module | 17034807 | Infusion Pumps, Multitherapy
A62094 | BD | Alaris Pump Module | 16999697 | Infusion Pumps, Multitherapy
A63866 | BD | Alaris Pump Module | 17032396 | Infusion Pumps, Multitherapy
A61574 | BD | Alaris Pump Module | 17035947 | Infusion Pumps, Multitherapy
A63886 | BD | Alaris Pump Module | 17034292 | Infusion Pumps, Multitherapy
A62362 | BD | Alaris Pump Module | 16997905 | Infusion Pumps, Multitherapy
A63800 | BD | Alaris Pump Module | 17032640 | Infusion Pumps, Multitherapy
| BD | Alaris Pump Module | 17036718 | Infusion Pumps, Multitherapy
| CARDINAL HEALTH | Kangaroo OMNI | 21KS24W0050381 | Infusion Pumps, Enteral Feeding
A61489 | BD | Alaris PC | 17018514 | Controllers, Infusion Pump Systems, Programmable
A62457 | BD | Alaris Pump Module | 17036382 | Infusion Pumps, Multitherapy
A63374 | BD | Alaris Pump Module | 17034944 | Infusion Pumps, Multitherapy
| Currie Medical Specialties Inc. | Alternating Leg Pressure (ALP) with ALP 501 | 37061 | Circulatory Assist Units, Peripheral Compression, Intermittent
A61133 | BD | Alaris PC | 16888734 | Controllers, Infusion Pump Systems, Programmable
A62052 | BD | Alaris Pump Module | 17000777 | Infusion Pumps, Multitherapy
A63688 | BD | Alaris Pump Module | 17035125 | Infusion Pumps, Multitherapy
A61912 | BD | Alaris PC | 17020959 | Controllers, Infusion Pump Systems, Programmable
A61743 | BD | Alaris Pump Module | 17033795 | Infusion Pumps, Multitherapy
A63476 | BD | Alaris PCA Module | 17036471 | Infusion Pumps, Analgesic, Patient-Controlled
A61582 | BD | Alaris Pump Module | 17031571 | Infusion Pumps, Multitherapy
A63505 | BD | Alaris PC | 16999256 | Controllers, Infusion Pump Systems, Programmable
A61058 | BD | Alaris PC | 17016397 | Controllers, Infusion Pump Systems, Programmable
A63417 | BD | Alaris Pump Module | 17008100 | Infusion Pumps, Multitherapy
A63284 | BD | Alaris Pump Module | 17008382 | Infusion Pumps, Multitherapy
A61980 | BD | Alaris PC | 17020735 | Controllers, Infusion Pump Systems, Programmable
A61970 | BD | Alaris PC | 17020952 | Controllers, Infusion Pump Systems, Programmable
A63411 | BD | Alaris Pump Module | 17034839 | Infusion Pumps, Multitherapy
| CARDINAL HEALTH | Kangaroo OMNI | 21KS24W0051594 | Infusion Pumps, Enteral Feeding
A62087 | BD | Alaris PC | 17015508 | Controllers, Infusion Pump Systems, Programmable
A61840 | BD | Alaris Pump Module | 17032553 | Infusion Pumps, Multitherapy
A62576 | BD | Alaris Pump Module | 17033223 | Infusion Pumps, Multitherapy
A63551 | BD | Alaris Pump Module | 17036350 | Infusion Pumps, Multitherapy
A61673 | BD | Alaris Pump Module | 17032154 | Infusion Pumps, Multitherapy
A62217 | BD | Alaris PC | 16940615 | Controllers, Infusion Pump Systems, Programmable
| Currie Medical Specialties Inc. | Alternating Leg Pressure (ALP) with ALP 501 | 14488 | Circulatory Assist Units, Peripheral Compression, Intermittent
A63332 | BD | Alaris Pump Module | 17008134 | Infusion Pumps, Multitherapy
| Currie Medical Specialties Inc. | Alternating Leg Pressure (ALP) with ALP 501 | 2855 | Circulatory Assist Units, Peripheral Compression, Intermittent
Bn23720 | Currie Medical Specialties Inc. | Alternating Leg Pressure (ALP) with ALP 501 | 9305 | Circulatory Assist Units, Peripheral Compression, Intermittent
A61507 | BD | Alaris PC | 17026742 | Controllers, Infusion Pump Systems, Programmable
A63702 | BD | Alaris Pump Module | 17029051 | Infusion Pumps, Multitherapy
| Currie Medical Specialties Inc. | Alternating Leg Pressure (ALP) with ALP 501 | 30237 | Circulatory Assist Units, Peripheral Compression, Intermittent
| Currie Medical Specialties Inc. | Alternating Leg Pressure (ALP) with ALP 501 | 6432 | Circulatory Assist Units, Peripheral Compression, Intermittent
A62392 | BD | Alaris Pump Module | 16998874 | Infusion Pumps, Multitherapy
A62535 | BD | Alaris Pump Module | 17034186 | Infusion Pumps, Multitherapy
A62096 | BD | Alaris Pump Module | 16999188 | Infusion Pumps, Multitherapy
A63882 | BD | Alaris PC | 17022963 | Controllers, Infusion Pump Systems, Programmable
| CARDINAL HEALTH | Kangaroo OMNI | 21KS24W0050635 | Infusion Pumps, Enteral Feeding
A63563 | BD | Alaris Pump Module | 17008759 | Infusion Pumps, Multitherapy
A61051 | BD | Alaris PC | 16891688 | Controllers, Infusion Pump Systems, Programmable
BN20802 | Currie Medical Specialties Inc. | Alternating Leg Pressure (ALP) with ALP 501 | 2266 | Circulatory Assist Units, Peripheral Compression, Intermittent
A62583 | BD | Alaris Pump Module | 17036359 | Infusion Pumps, Multitherapy
BN22833 | Ohio Medical Corporation | Intermittent Suction Unit | GFFK05097 | Regulators, Suction
BN20807 | Currie Medical Specialties Inc. | Alternating Leg Pressure (ALP) with ALP 501 | 5804 | Circulatory Assist Units, Peripheral Compression, Intermittent
155369 | Currie Medical Specialties Inc. | Alternating Leg Pressure (ALP) with ALP 501 | 12770 | Circulatory Assist Units, Peripheral Compression, Intermittent
| Currie Medical Specialties Inc. | Alternating Leg Pressure (ALP) with ALP 501 | 26681 | Circulatory Assist Units, Peripheral Compression, Intermittent
A62407 | BD | Alaris Pump Module | 17034215 | Infusion Pumps, Multitherapy
B41238 | 3M Health Care | V.A.C. ULTA | GAAC12708 | Wound Therapy Systems, Negative-Pressure
A63580 | BD | Alaris Pump Module | 17034985 | Infusion Pumps, Multitherapy
| Currie Medical Specialties Inc. | Alternating Leg Pressure (ALP) with ALP 501 | 10660 | Circulatory Assist Units, Peripheral Compression, Intermittent
A62061 | BD | Alaris Pump Module | 17000596 | Infusion Pumps, Multitherapy
A62297 | BD | Alaris Pump Module | 16998192 | Infusion Pumps, Multitherapy
A63346 | BD | Alaris Pump Module | 17008424 | Infusion Pumps, Multitherapy
A61849 | BD | Alaris Pump Module | 17033810 | Infusion Pumps, Multitherapy
| Currie Medical Specialties Inc. | Alternating Leg Pressure (ALP) with ALP 501 | 4486 | Circulatory Assist Units, Peripheral Compression, Intermittent
179783 | Currie Medical Specialties Inc. | Alternating Leg Pressure (ALP) with ALP 501 | 39790 | Circulatory Assist Units, Peripheral Compression, Intermittent
A61469 | BD | Alaris PC | 17026500 | Controllers, Infusion Pump Systems, Programmable
155354 | Currie Medical Specialties Inc. | Alternating Leg Pressure (ALP) with ALP 501 | 14068 | Circulatory Assist Units, Peripheral Compression, Intermittent
A63087 | BD | Alaris PC | 16891731 | Controllers, Infusion Pump Systems, Programmable
A62252 | BD | Alaris PC | 16895447 | Controllers, Infusion Pump Systems, Programmable
BN24463 | Currie Medical Specialties Inc. | Alternating Leg Pressure (ALP) with ALP 501 | 9339 | Circulatory Assist Units, Peripheral Compression, Intermittent
| Currie Medical Specialties Inc. | Alternating Leg Pressure (ALP) with ALP 501 | 3957 | Circulatory Assist Units, Peripheral Compression, Intermittent
A61922 | BD | Alaris PC | 17021460 | Controllers, Infusion Pump Systems, Programmable
A62565 | BD | Alaris Pump Module | 17032808 | Infusion Pumps, Multitherapy
| Currie Medical Specialties Inc. | Alternating Leg Pressure (ALP) with ALP 501 | 39173 | Circulatory Assist Units, Peripheral Compression, Intermittent
179765 | Currie Medical Specialties Inc. | Alternating Leg Pressure (ALP) with ALP 501 | 2275 | Circulatory Assist Units, Peripheral Compression, Intermittent
A63396 | BD | Alaris Pump Module | 17007652 | Infusion Pumps, Multitherapy
| Currie Medical Specialties Inc. | Alternating Leg Pressure (ALP) with ALP 501 | 37374 | Circulatory Assist Units, Peripheral Compression, Intermittent
A63349 | BD | Alaris Pump Module | 17007191 | Infusion Pumps, Multitherapy
A62089 | BD | Alaris PC | 17015445 | Controllers, Infusion Pump Systems, Programmable
| Currie Medical Specialties Inc. | Alternating Leg Pressure (ALP) with ALP 501 | 22086 | Circulatory Assist Units, Peripheral Compression, Intermittent
BN29716 | Currie Medical Specialties Inc. | Alternating Leg Pressure (ALP) with ALP 501 | 39784 | Circulatory Assist Units, Peripheral Compression, Intermittent
A62307 | BD | Alaris Pump Module | 16997165 | Infusion Pumps, Multitherapy
| Currie Medical Specialties Inc. | Alternating Leg Pressure (ALP) with ALP 501 | 9792 | Circulatory Assist Units, Peripheral Compression, Intermittent
A63573 | BD | Alaris Pump Module | 17007387 | Infusion Pumps, Multitherapy
A61094 | BD | Alaris PC | 17025147 | Controllers, Infusion Pump Systems, Programmable
A62493 | BD | Alaris Pump Module | 16997720 | Infusion Pumps, Multitherapy
A63034 | BD | Alaris PC | 16801541 | Controllers, Infusion Pump Systems, Programmable
A61964 | BD | Alaris Pump Module | 17032445 | Infusion Pumps, Multitherapy
A62274 | BD | Alaris PC | 16897919 | Controllers, Infusion Pump Systems, Programmable
BS21991 | Currie Medical Specialties Inc. | Alternating Leg Pressure (ALP) with ALP 501 | 39786 | Circulatory Assist Units, Peripheral Compression, Intermittent
A61217 | BD | Alaris PC | 17014282 | Controllers, Infusion Pump Systems, Programmable
A61377 | BD | Alaris PC | 17015838 | Controllers, Infusion Pump Systems, Programmable
181372 | Currie Medical Specialties Inc. | Alternating Leg Pressure (ALP) with ALP 501 | 12773 | Circulatory Assist Units, Peripheral Compression, Intermittent
A63351 | BD | Alaris Pump Module | 17007541 | Infusion Pumps, Multitherapy
A63239 | BD | Alaris Pump Module | 17006640 | Infusion Pumps, Multitherapy
A63671 | BD | Alaris Pump Module | 17034559 | Infusion Pumps, Multitherapy
A61233 | BD | Alaris PC | 16891056 | Controllers, Infusion Pump Systems, Programmable
A61120 | BD | Alaris PC | 17028358 | Controllers, Infusion Pump Systems, Programmable
A63802 | BD | Alaris Pump Module | 17035122 | Infusion Pumps, Multitherapy
A61274 | BD | Alaris PC | 16893816 | Controllers, Infusion Pump Systems, Programmable
A62285 | BD | Alaris Pump Module | 16999616 | Infusion Pumps, Multitherapy
| Currie Medical Specialties Inc. | Alternating Leg Pressure (ALP) with ALP 501 | 35199 | Circulatory Assist Units, Peripheral Compression, Intermittent
A61745 | BD | Alaris Pump Module | 17033804 | Infusion Pumps, Multitherapy
| Currie Medical Specialties Inc. | Alternating Leg Pressure (ALP) with ALP 501 | 37229 | Circulatory Assist Units, Peripheral Compression, Intermittent
| CARDINAL HEALTH | Kangaroo OMNI | 21KS24W0051103 | Infusion Pumps, Enteral Feeding
BN24451 | Currie Medical Specialties Inc. | Alternating Leg Pressure (ALP) with ALP 501 | 2484 | Circulatory Assist Units, Peripheral Compression, Intermittent
A61605 | BD | Alaris Pump Module | 17035508 | Infusion Pumps, Multitherapy
A63570 | BD | Alaris Pump Module | 17028080 | Infusion Pumps, Multitherapy
A62499 | BD | Alaris Pump Module | 17034384 | Infusion Pumps, Multitherapy
A63108 | BD | Alaris Pump Module | 17016506 | Infusion Pumps, Multitherapy
A61397 | BD | Alaris PCA Module | 16986833 | Infusion Pumps, Analgesic, Patient-Controlled
A61974 | BD | Alaris PC | 17021220 | Controllers, Infusion Pump Systems, Programmable
A62012 | BD | Alaris Pump Module | 17033110 | Infusion Pumps, Multitherapy
A63219 | BD | Alaris Pump Module | 17003740 | Infusion Pumps, Multitherapy
A63532 | BD | Alaris Pump Module | 17032839 | Infusion Pumps, Multitherapy
| BD | Alaris Pump Module | 17036278 | Infusion Pumps, Multitherapy
A61746 | BD | Alaris Pump Module | 17033457 | Infusion Pumps, Multitherapy
A63400 | BD | Alaris Pump Module | 17020895 | Infusion Pumps, Multitherapy
| Currie Medical Specialties Inc. | Alternating Leg Pressure (ALP) with ALP 501 | 18010 | Circulatory Assist Units, Peripheral Compression, Intermittent
A61202 | BD | Alaris PC | 17013579 | Controllers, Infusion Pump Systems, Programmable
A61326 | BD | Alaris PC | 17028517 | Controllers, Infusion Pump Systems, Programmable
A61005 | BD | Alaris PC | 16892912 | Controllers, Infusion Pump Systems, Programmable
a61523 | BD | Alaris Pump Module | 17033982 | Infusion Pumps, Multitherapy
| Currie Medical Specialties Inc. | Alternating Leg Pressure (ALP) with ALP 501 | 33493 | Circulatory Assist Units, Peripheral Compression, Intermittent
A63506 | BD | Alaris PC | 17002355 | Controllers, Infusion Pump Systems, Programmable
A62222 | BD | Alaris PC | 17016160 | Controllers, Infusion Pump Systems, Programmable
A61340 | BD | Medley Syringe Module | 17028086 | Infusion Pumps, Multitherapy
| Currie Medical Specialties Inc. | Alternating Leg Pressure (ALP) with ALP 501 | 36945 | Circulatory Assist Units, Peripheral Compression, Intermittent
A63059 | BD | Alaris PC | 16803333 | Controllers, Infusion Pump Systems, Programmable
A63834 | BD | Alaris Pump Module | 17032187 | Infusion Pumps, Multitherapy
A61611 | BD | Alaris Pump Module | 17032430 | Infusion Pumps, Multitherapy
169060 | Currie Medical Specialties Inc. | Alternating Leg Pressure (ALP) with ALP 501 | 39783 | Circulatory Assist Units, Peripheral Compression, Intermittent
169047 | Currie Medical Specialties Inc. | Alternating Leg Pressure (ALP) with ALP 501 | 42354 | Circulatory Assist Units, Peripheral Compression, Intermittent
| Currie Medical Specialties Inc. | Alternating Leg Pressure (ALP) with ALP 501 | 24296 | Circulatory Assist Units, Peripheral Compression, Intermittent
A61370 | BD | Medley Syringe Module | 17024467 | Infusion Pumps, Multitherapy
| Currie Medical Specialties Inc. | Alternating Leg Pressure (ALP) with ALP 501 | 37656 | Circulatory Assist Units, Peripheral Compression, Intermittent
BN26644 | Currie Medical Specialties Inc. | Alternating Leg Pressure (ALP) with ALP 501 | 4675 | Circulatory Assist Units, Peripheral Compression, Intermittent
| Currie Medical Specialties Inc. | Alternating Leg Pressure (ALP) with ALP 501 | 5415 | Circulatory Assist Units, Peripheral Compression, Intermittent
| Currie Medical Specialties Inc. | Alternating Leg Pressure (ALP) with ALP 501 | 30198 | Circulatory Assist Units, Peripheral Compression, Intermittent
A61838 | BD | Alaris Pump Module | 17033267 | Infusion Pumps, Multitherapy
A63335 | BD | Alaris Pump Module | 17020946 | Infusion Pumps, Multitherapy
A63619 | BD | Alaris Pump Module | 17004847 | Infusion Pumps, Multitherapy
| Currie Medical Specialties Inc. | Alternating Leg Pressure (ALP) with ALP 501 | 4284 | Circulatory Assist Units, Peripheral Compression, Intermittent
| Currie Medical Specialties Inc. | Alternating Leg Pressure (ALP) with ALP 501 | 14742 | Circulatory Assist Units, Peripheral Compression, Intermittent
A63117 | BD | Alaris Pump Module | 17011305 | Infusion Pumps, Multitherapy
| Currie Medical Specialties Inc. | Alternating Leg Pressure (ALP) with ALP 501 | 38016 | Circulatory Assist Units, Peripheral Compression, Intermittent
A63482 | BD | Alaris PCA Module | 17023215 | Infusion Pumps, Analgesic, Patient-Controlled
| Currie Medical Specialties Inc. | Alternating Leg Pressure (ALP) with ALP 501 | 37865 | Circulatory Assist Units, Peripheral Compression, Intermittent
| Currie Medical Specialties Inc. | Alternating Leg Pressure (ALP) with ALP 501 | 30420 | Circulatory Assist Units, Peripheral Compression, Intermittent
A61529 | BD | Alaris Pump Module | 17036437 | Infusion Pumps, Multitherapy
| CARDINAL HEALTH | Kangaroo OMNI | 21KS24W0050664 | Infusion Pumps, Enteral Feeding
A63770 | BD | Alaris PC | 17026546 | Controllers, Infusion Pump Systems, Programmable
A63093 | BD | Alaris PC | 16892744 | Controllers, Infusion Pump Systems, Programmable
| Currie Medical Specialties Inc. | Alternating Leg Pressure (ALP) with ALP 501 | 33765 | Circulatory Assist Units, Peripheral Compression, Intermittent
A63327 | BD | Alaris Pump Module | 17007825 | Infusion Pumps, Multitherapy
A62337 | BD | Alaris Pump Module | 16999198 | Infusion Pumps, Multitherapy
| Currie Medical Specialties Inc. | Alternating Leg Pressure (ALP) with ALP 501 | 38131 | Circulatory Assist Units, Peripheral Compression, Intermittent
| Currie Medical Specialties Inc. | Alternating Leg Pressure (ALP) with ALP 501 | 38327 | Circulatory Assist Units, Peripheral Compression, Intermittent
A61608 | BD | Alaris Pump Module | 17031843 | Infusion Pumps, Multitherapy
| Currie Medical Specialties Inc. | Alternating Leg Pressure (ALP) with ALP 501 | 8741 | Circulatory Assist Units, Peripheral Compression, Intermittent
| Currie Medical Specialties Inc. | Alternating Leg Pressure (ALP) with ALP 501 | 37972 | Circulatory Assist Units, Peripheral Compression, Intermittent
A62302 | BD | Alaris Pump Module | 16999183 | Infusion Pumps, Multitherapy
| Currie Medical Specialties Inc. | Alternating Leg Pressure (ALP) with ALP 501 | 37541 | Circulatory Assist Units, Peripheral Compression, Intermittent
A63409 | BD | Alaris Pump Module | 17036039 | Infusion Pumps, Multitherapy
BN13673 | Currie Medical Specialties Inc. | Alternating Leg Pressure (ALP) with ALP 501 | 12082 | Circulatory Assist Units, Peripheral Compression, Intermittent
| CARDINAL HEALTH | Kangaroo OMNI | 21KS24W0051038 | Infusion Pumps, Enteral Feeding
A63447 | BD | Alaris Pump Module | 17006126 | Infusion Pumps, Multitherapy
A62156 | BD | Alaris PC | 16948225 | Controllers, Infusion Pump Systems, Programmable
A63010 | BD | Alaris PC | 16891455 | Controllers, Infusion Pump Systems, Programmable
A62205 | BD | Alaris PC | 17015354 | Controllers, Infusion Pump Systems, Programmable
| Currie Medical Specialties Inc. | Alternating Leg Pressure (ALP) with ALP 501 | 11169 | Circulatory Assist Units, Peripheral Compression, Intermittent
A63193 | BD | Alaris Pump Module | 17011639 | Infusion Pumps, Multitherapy
A61379 | BD | Alaris PC | 17027363 | Controllers, Infusion Pump Systems, Programmable
A61034 | BD | Alaris PC | 17016916 | Controllers, Infusion Pump Systems, Programmable
A63480 | BD | Alaris PCA Module | 17027416 | Infusion Pumps, Analgesic, Patient-Controlled
A61318 | BD | Medley Syringe Module | 17024658 | Infusion Pumps, Multitherapy
A61285 | BD | Alaris PCA Module | 16991904 | Infusion Pumps, Analgesic, Patient-Controlled
A62404 | BD | Alaris Pump Module | 17001009 | Infusion Pumps, Multitherapy
A61893 | BD | Alaris Pump Module | 17033678 | Infusion Pumps, Multitherapy
A62257 | BD | Alaris PC | 16895294 | Controllers, Infusion Pump Systems, Programmable
A63798 | BD | Alaris Pump Module | 17032359 | Infusion Pumps, Multitherapy
A61402 | BD | Alaris PCA Module | 17023270 | Infusion Pumps, Analgesic, Patient-Controlled
A63467 | BD | Alaris PCA Module | 16992186 | Infusion Pumps, Analgesic, Patient-Controlled
A63306 | BD | Alaris Pump Module | 17022786 | Infusion Pumps, Multitherapy
| BD | Alaris Pump Module | 17036519 | Infusion Pumps, Multitherapy
BN24460 | Currie Medical Specialties Inc. | Alternating Leg Pressure (ALP) with ALP 501 | 14478 | Circulatory Assist Units, Peripheral Compression, Intermittent
A63948 | BD | Alaris Pump Module | 17032013 | Infusion Pumps, Multitherapy
BN18887 | Currie Medical Specialties Inc. | Alternating Leg Pressure (ALP) with ALP 501 | 11028 | Circulatory Assist Units, Peripheral Compression, Intermittent
BS23899 | Currie Medical Specialties Inc. | Alternating Leg Pressure (ALP) with ALP 501 | 3600 | Circulatory Assist Units, Peripheral Compression, Intermittent
A61263 | BD | Alaris PC | 17024577 | Controllers, Infusion Pump Systems, Programmable
| Currie Medical Specialties Inc. | Alternating Leg Pressure (ALP) with ALP 501 | 42703 | Circulatory Assist Units, Peripheral Compression, Intermittent
a63850 | BD | Alaris Pump Module | 17034185 | Infusion Pumps, Multitherapy
A61917 | BD | Alaris PC | 17022066 | Controllers, Infusion Pump Systems, Programmable
A63906 | BD | Alaris Pump Module | 17035928 | Infusion Pumps, Multitherapy
A62053 | BD | Alaris Pump Module | 17000130 | Infusion Pumps, Multitherapy
B41246 | 3M Health Care | V.A.C. ULTA | GAAC12710 | Wound Therapy Systems, Negative-Pressure
A63839 | BD | Alaris Pump Module | 17031804 | Infusion Pumps, Multitherapy
A61728 | BD | Alaris Pump Module | 17029922 | Infusion Pumps, Multitherapy
A63381 | BD | Alaris Pump Module | 17007725 | Infusion Pumps, Multitherapy
A62167 | BD | Alaris PC | 16944844 | Controllers, Infusion Pump Systems, Programmable
A62495 | BD | Alaris Pump Module | 16997326 | Infusion Pumps, Multitherapy
A61412 | BD | Alaris PCA Module | 16991366 | Infusion Pumps, Analgesic, Patient-Controlled
A61042 | BD | Alaris PC | 16892824 | Controllers, Infusion Pump Systems, Programmable
A61395 | BD | Alaris PCA Module | 16992041 | Infusion Pumps, Analgesic, Patient-Controlled
A63360 | BD | Alaris Pump Module | 17007490 | Infusion Pumps, Multitherapy
B41239 | 3M Health Care | V.A.C. ULTA | GAAC12647 | Wound Therapy Systems, Negative-Pressure
A62225 | BD | Alaris PC | 17014980 | Controllers, Infusion Pump Systems, Programmable
A61147 | BD | Alaris PC | 17024264 | Controllers, Infusion Pump Systems, Programmable
A63692 | BD | Alaris Pump Module | 17032755 | Infusion Pumps, Multitherapy
A61271 | BD | Alaris PC | 17024635 | Controllers, Infusion Pump Systems, Programmable
A61406 | BD | Alaris PCA Module | 17031525 | Infusion Pumps, Analgesic, Patient-Controlled
A62567 | BD | Alaris Pump Module | 17004232 | Infusion Pumps, Multitherapy
A62335 | BD | Alaris Pump Module | 16998506 | Infusion Pumps, Multitherapy
A63992 | BD | Alaris Pump Module | 17031839 | Infusion Pumps, Multitherapy
BS24433 | Currie Medical Specialties Inc. | Alternating Leg Pressure (ALP) with ALP 501 | 4676 | Circulatory Assist Units, Peripheral Compression, Intermittent
| Currie Medical Specialties Inc. | Alternating Leg Pressure (ALP) with ALP 501 | 30905 | Circulatory Assist Units, Peripheral Compression, Intermittent
A63364 | BD | Alaris Pump Module | 17008490 | Infusion Pumps, Multitherapy
A61332 | BD | Medley Syringe Module | 17025861 | Infusion Pumps, Multitherapy
A62462 | BD | Alaris Pump Module | 17032301 | Infusion Pumps, Multitherapy
| CARDINAL HEALTH | Kangaroo OMNI | 21KS24W0050674 | Infusion Pumps, Enteral Feeding
A61062 | BD | Alaris PC | 17013568 | Controllers, Infusion Pump Systems, Programmable
A63297 | BD | Alaris Pump Module | 17011292 | Infusion Pumps, Multitherapy
A61234 | BD | Alaris PC | 17024584 | Controllers, Infusion Pump Systems, Programmable
A63063 | BD | Alaris PC | 16788327 | Controllers, Infusion Pump Systems, Programmable
A62593 | BD | Alaris Pump Module | 17000685 | Infusion Pumps, Multitherapy
A61457 | BD | Alaris PC | 17018051 | Controllers, Infusion Pump Systems, Programmable
a63823 | BD | Alaris Pump Module | 17031285 | Infusion Pumps, Multitherapy
A61341 | BD | Medley Syringe Module | 17028347 | Infusion Pumps, Multitherapy
A61299 | BD | Alaris PCA Module | 16992128 | Infusion Pumps, Analgesic, Patient-Controlled
A62488 | BD | Alaris Pump Module | 17034161 | Infusion Pumps, Multitherapy
A63116 | BD | Alaris Pump Module | 17012059 | Infusion Pumps, Multitherapy
A63154 | BD | Alaris Pump Module | 17012562 | Infusion Pumps, Multitherapy
A63616 | BD | Alaris Pump Module | 17036656 | Infusion Pumps, Multitherapy
A62218 | BD | Alaris PC | 16956462 | Controllers, Infusion Pump Systems, Programmable
A63097 | BD | Alaris Pump Module | 17008467 | Infusion Pumps, Multitherapy
A61834 | BD | Alaris Pump Module | 17034176 | Infusion Pumps, Multitherapy
A63489 | BD | Alaris Pump Module | 17036725 | Infusion Pumps, Multitherapy
A63084 | BD | Alaris PC | 17027454 | Controllers, Infusion Pump Systems, Programmable
A63977 | BD | Alaris Pump Module | 17035502 | Infusion Pumps, Multitherapy
A63608 | BD | Alaris Pump Module | 17033468 | Infusion Pumps, Multitherapy
A61768 | BD | Alaris Pump Module | 17033671 | Infusion Pumps, Multitherapy
A63461 | BD | Alaris PCA Module | 16991983 | Infusion Pumps, Analgesic, Patient-Controlled
A63808 | BD | Alaris Pump Module | 17034841 | Infusion Pumps, Multitherapy
A63945 | BD | Alaris Pump Module | 17036218 | Infusion Pumps, Multitherapy
A61075 | BD | Alaris PC | 17014485 | Controllers, Infusion Pump Systems, Programmable
A61497 | BD | Alaris PC | 17031407 | Controllers, Infusion Pump Systems, Programmable
A61640 | BD | Alaris PC | 17024447 | Controllers, Infusion Pump Systems, Programmable
A61557 | BD | Alaris Pump Module | 17036091 | Infusion Pumps, Multitherapy
A62044 | BD | Alaris Pump Module | 17033897 | Infusion Pumps, Multitherapy
A63199 | BD | Alaris Pump Module | 17008688 | Infusion Pumps, Multitherapy
A62485 | BD | Alaris Pump Module | 16997722 | Infusion Pumps, Multitherapy
A62220 | BD | Alaris PC | 17015403 | Controllers, Infusion Pump Systems, Programmable
| Currie Medical Specialties Inc. | Alternating Leg Pressure (ALP) with ALP 501 | 31354 | Circulatory Assist Units, Peripheral Compression, Intermittent
BS21990 | Currie Medical Specialties Inc. | Alternating Leg Pressure (ALP) with ALP 501 | 3979 | Circulatory Assist Units, Peripheral Compression, Intermittent
A61196 | BD | Alaris PC | 17014244 | Controllers, Infusion Pump Systems, Programmable
| Currie Medical Specialties Inc. | Alternating Leg Pressure (ALP) with ALP 501 | 20590 | Circulatory Assist Units, Peripheral Compression, Intermittent
BN13670 | Currie Medical Specialties Inc. | Alternating Leg Pressure (ALP) with ALP 501 | 12075 | Circulatory Assist Units, Peripheral Compression, Intermittent
A62258 | BD | Alaris PC | 16895443 | Controllers, Infusion Pump Systems, Programmable
A63637 | BD | Alaris Pump Module | 17035876 | Infusion Pumps, Multitherapy
A61982 | BD | Alaris PC | 17015676 | Controllers, Infusion Pump Systems, Programmable
BS18638 | Currie Medical Specialties Inc. | Alternating Leg Pressure (ALP) with ALP 501 | 38626 | Circulatory Assist Units, Peripheral Compression, Intermittent
| Currie Medical Specialties Inc. | Alternating Leg Pressure (ALP) with ALP 501 | 19997 | Circulatory Assist Units, Peripheral Compression, Intermittent
157286 | Ohio Medical Corporation | Intermittent/Continuous Vacuum Regulator | Cfff20840 | Regulators, Suction
A61786 | BD | Alaris Pump Module | 17036013 | Infusion Pumps, Multitherapy
A63469 | BD | Alaris PCA Module | 16992306 | Infusion Pumps, Analgesic, Patient-Controlled
| CARDINAL HEALTH | Kangaroo OMNI | 21KS24W0051095 | Infusion Pumps, Enteral Feeding
| CARDINAL HEALTH | Kangaroo OMNI | 21KS24W0051140 | Infusion Pumps, Enteral Feeding
A63541 | BD | Alaris Pump Module | 17033286 | Infusion Pumps, Multitherapy
A62397 | BD | Alaris Pump Module | 17033521 | Infusion Pumps, Multitherapy
A61888 | BD | Alaris Pump Module | 17032614 | Infusion Pumps, Multitherapy
A61953 | BD | Alaris Pump Module | 17032588 | Infusion Pumps, Multitherapy
A62009 | BD | Alaris Pump Module | 17032590 | Infusion Pumps, Multitherapy
A63463 | BD | Alaris PCA Module | 16992049 | Infusion Pumps, Analgesic, Patient-Controlled
A61437 | BD | Alaris PC | 17023658 | Controllers, Infusion Pump Systems, Programmable
A63015 | BD | Alaris PC | 17024631 | Controllers, Infusion Pump Systems, Programmable
A61617 | BD | Alaris Pump Module | 17033907 | Infusion Pumps, Multitherapy
A63859 | BD | Alaris Pump Module | 17036238 | Infusion Pumps, Multitherapy
| Currie Medical Specialties Inc. | Alternating Leg Pressure (ALP) with ALP 501 | 40414 | Circulatory Assist Units, Peripheral Compression, Intermittent
| Currie Medical Specialties Inc. | Alternating Leg Pressure (ALP) with ALP 501 | 36343 | Circulatory Assist Units, Peripheral Compression, Intermittent
A62480 | BD | Alaris Pump Module | 16997876 | Infusion Pumps, Multitherapy
A62014 | BD | Alaris Pump Module | 17033641 | Infusion Pumps, Multitherapy
| Currie Medical Specialties Inc. | Alternating Leg Pressure (ALP) with ALP 501 | 33688 | Circulatory Assist Units, Peripheral Compression, Intermittent
A61134 | BD | Alaris PC | 16890380 | Controllers, Infusion Pump Systems, Programmable
A63329 | BD | Alaris Pump Module | 17008974 | Infusion Pumps, Multitherapy
A63582 | BD | Alaris Pump Module | 17034521 | Infusion Pumps, Multitherapy
A63549 | BD | Alaris Pump Module | 17034212 | Infusion Pumps, Multitherapy
A63174 | BD | Alaris Pump Module | 17008767 | Infusion Pumps, Multitherapy
A61175 | BD | Alaris PC | 17002677 | Controllers, Infusion Pump Systems, Programmable
A61781 | BD | Alaris Pump Module | 17034120 | Infusion Pumps, Multitherapy
BN25806 | Currie Medical Specialties Inc. | Alternating Leg Pressure (ALP) with ALP 501 | 20019 | Circulatory Assist Units, Peripheral Compression, Intermittent
BN13014 | Currie Medical Specialties Inc. | Alternating Leg Pressure (ALP) with ALP 501 | 96801799 | Circulatory Assist Units, Peripheral Compression, Intermittent
A62214 | BD | Alaris PC | 17015446 | Controllers, Infusion Pump Systems, Programmable
A62236 | BD | Alaris PC | 16952075 | Controllers, Infusion Pump Systems, Programmable
A63283 | BD | Alaris Pump Module | 17008253 | Infusion Pumps, Multitherapy
A63991 | BD | Alaris Pump Module | 17032724 | Infusion Pumps, Multitherapy
A63432 | BD | Alaris Pump Module | 17007818 | Infusion Pumps, Multitherapy
BN23716 | Currie Medical Specialties Inc. | Alternating Leg Pressure (ALP) with ALP 501 | 20015 | Circulatory Assist Units, Peripheral Compression, Intermittent
A63158 | BD | Alaris Pump Module | 17019165 | Infusion Pumps, Multitherapy
| Currie Medical Specialties Inc. | Alternating Leg Pressure (ALP) with ALP 501 | 21008 | Circulatory Assist Units, Peripheral Compression, Intermittent
A63821 | BD | Alaris Pump Module | 17036129 | Infusion Pumps, Multitherapy
A61683 | BD | Alaris Pump Module | 17031953 | Infusion Pumps, Multitherapy
A61240 | BD | Alaris PC | 16892792 | Controllers, Infusion Pump Systems, Programmable
A61651 | BD | Alaris PC | 17027240 | Controllers, Infusion Pump Systems, Programmable
A61154 | BD | Alaris PC | 17028437 | Controllers, Infusion Pump Systems, Programmable
| CARDINAL HEALTH | Kangaroo OMNI | 21KS24W0050652 | Infusion Pumps, Enteral Feeding
A63514 | BD | Alaris PC | 17018045 | Controllers, Infusion Pump Systems, Programmable
A61308 | BD | Alaris PCA Module | 16991869 | Infusion Pumps, Analgesic, Patient-Controlled
A62168 | BD | Alaris PC | 16939961 | Controllers, Infusion Pump Systems, Programmable
A61547 | BD | Alaris Pump Module | 17035773 | Infusion Pumps, Multitherapy
a61510 | BD | Alaris Pump Module | 17032874 | Infusion Pumps, Multitherapy
A61785 | BD | Alaris Pump Module | 17035944 | Infusion Pumps, Multitherapy
A63836 | BD | Alaris Pump Module | 17032230 | Infusion Pumps, Multitherapy
A63044 | BD | Alaris PC | 17026331 | Controllers, Infusion Pump Systems, Programmable
A61294 | BD | Alaris PCA Module | 16986622 | Infusion Pumps, Analgesic, Patient-Controlled
| Currie Medical Specialties Inc. | Alternating Leg Pressure (ALP) with ALP 501 | 37258 | Circulatory Assist Units, Peripheral Compression, Intermittent
A63627 | BD | Alaris Pump Module | 17036037 | Infusion Pumps, Multitherapy
A63243 | BD | Alaris Pump Module | 17006637 | Infusion Pumps, Multitherapy
A63274 | BD | Alaris Pump Module | 17001316 | Infusion Pumps, Multitherapy
A61264 | BD | Alaris PC | 16891054 | Controllers, Infusion Pump Systems, Programmable
A63285 | BD | Alaris Pump Module | 17011704 | Infusion Pumps, Multitherapy
| Currie Medical Specialties Inc. | Alternating Leg Pressure (ALP) with ALP 501 | 37527 | Circulatory Assist Units, Peripheral Compression, Intermittent
A61360 | BD | Medley Syringe Module | 17027812 | Infusion Pumps, Multitherapy
BN18958 | Currie Medical Specialties Inc. | Alternating Leg Pressure (ALP) with ALP 501 | 25276 | Circulatory Assist Units, Peripheral Compression, Intermittent
BS18664 | Currie Medical Specialties Inc. | Alternating Leg Pressure (ALP) with ALP 501 | 22316 | Circulatory Assist Units, Peripheral Compression, Intermittent
BS-29855 | Currie Medical Specialties Inc. | Alternating Leg Pressure (ALP) with ALP 501 | 7045 | Circulatory Assist Units, Peripheral Compression, Intermittent
A63631 | BD | Alaris Pump Module | 17034753 | Infusion Pumps, Multitherapy
A62646 | BD | Alaris Pump Module | 17033981 | Infusion Pumps, Multitherapy
BN24440 | Currie Medical Specialties Inc. | Alternating Leg Pressure (ALP) with ALP 501 | 17566 | Circulatory Assist Units, Peripheral Compression, Intermittent
A62452 | BD | Alaris Pump Module | 17032295 | Infusion Pumps, Multitherapy
A63022 | BD | Alaris PC | 17026490 | Controllers, Infusion Pump Systems, Programmable
A61418 | BD | Alaris PCA Module | 16978234 | Infusion Pumps, Analgesic, Patient-Controlled
A61425 | BD | Alaris PC | 17018053 | Controllers, Infusion Pump Systems, Programmable
A63566 | BD | Alaris Pump Module | 17034586 | Infusion Pumps, Multitherapy
A62344 | BD | Alaris Pump Module | 17001486 | Infusion Pumps, Multitherapy
A62434 | BD | Alaris Pump Module | 17033520 | Infusion Pumps, Multitherapy
A63459 | BD | Medley Syringe Module | 17035266 | Infusion Pumps, Multitherapy
BN24441 | Currie Medical Specialties Inc. | Alternating Leg Pressure (ALP) with ALP 501 | 2313 | Circulatory Assist Units, Peripheral Compression, Intermittent
A61095 | BD | Alaris PC | 17028453 | Controllers, Infusion Pump Systems, Programmable
| Currie Medical Specialties Inc. | Alternating Leg Pressure (ALP) with ALP 501 | 35524 | Circulatory Assist Units, Peripheral Compression, Intermittent
A62506 | BD | Alaris Pump Module | 17033508 | Infusion Pumps, Multitherapy
A63740 | BD | Alaris PC | 17020165 | Controllers, Infusion Pump Systems, Programmable
A63924 | BD | Alaris Pump Module | 17032319 | Infusion Pumps, Multitherapy
A63485 | BD | Alaris PCA Module | 16991990 | Infusion Pumps, Analgesic, Patient-Controlled
A62078 | BD | Alaris Pump Module | 17034398 | Infusion Pumps, Multitherapy
| Currie Medical Specialties Inc. | Alternating Leg Pressure (ALP) with ALP 501 | 3821 | Circulatory Assist Units, Peripheral Compression, Intermittent
A61219 | BD | Alaris PC | 17014449 | Controllers, Infusion Pump Systems, Programmable
A63954 | BD | Alaris Pump Module | 17008372 | Infusion Pumps, Multitherapy
A61344 | BD | Medley Syringe Module | 17023547 | Infusion Pumps, Multitherapy
A61986 | BD | Alaris PC | 17020877 | Controllers, Infusion Pump Systems, Programmable
A63825 | BD | Alaris Pump Module | 17034884 | Infusion Pumps, Multitherapy
A61517 | BD | Alaris Pump Module | 17034244 | Infusion Pumps, Multitherapy
A61628 | BD | Alaris Pump Module | 17033028 | Infusion Pumps, Multitherapy
A63203 | BD | Alaris Pump Module | 17021175 | Infusion Pumps, Multitherapy
BS25786 | Ohio Medical Corporation | Intermittent/Continuous Vacuum Regulator | JGGP17293 | Regulators, Suction
A63530 | BD | Alaris Pump Module | 17035874 | Infusion Pumps, Multitherapy
A63624 | BD | Alaris Pump Module | 17033536 | Infusion Pumps, Multitherapy
A63367 | BD | Alaris Pump Module | 17007927 | Infusion Pumps, Multitherapy
A62440 | BD | Alaris Pump Module | 17032463 | Infusion Pumps, Multitherapy
| Currie Medical Specialties Inc. | Alternating Leg Pressure (ALP) with ALP 501 | 26101 | Circulatory Assist Units, Peripheral Compression, Intermittent
A63215 | BD | Alaris Pump Module | 17021927 | Infusion Pumps, Multitherapy
A61733 | BD | Alaris Pump Module | 17028694 | Infusion Pumps, Multitherapy
A61679 | BD | Alaris Pump Module | 17032025 | Infusion Pumps, Multitherapy
A63187 | BD | Alaris Pump Module | 17012910 | Infusion Pumps, Multitherapy
A62382 | BD | Alaris Pump Module | 17000851 | Infusion Pumps, Multitherapy
A63794 | BD | Alaris Pump Module | 17036222 | Infusion Pumps, Multitherapy
A61512 | BD | Alaris Pump Module | 17035988 | Infusion Pumps, Multitherapy
A61161 | BD | Alaris PCA Module | 16992042 | Infusion Pumps, Analgesic, Patient-Controlled
B44391 | Currie Medical Specialties Inc. | Alternating Leg Pressure (ALP) with ALP 501 | 189297 | Circulatory Assist Units, Peripheral Compression, Intermittent
A61431 | BD | Alaris PC | 17015680 | Controllers, Infusion Pump Systems, Programmable
A61354 | BD | Medley Syringe Module | 17023952 | Infusion Pumps, Multitherapy
A62281 | BD | Alaris PC | 16898234 | Controllers, Infusion Pump Systems, Programmable
A61191 | BD | Alaris PC | 17014161 | Controllers, Infusion Pump Systems, Programmable
A63073 | BD | Alaris Pump Module | 17008664 | Infusion Pumps, Multitherapy
A61586 | BD | Alaris Pump Module | 17030853 | Infusion Pumps, Multitherapy
A63142 | BD | Alaris Pump Module | 17012839 | Infusion Pumps, Multitherapy
A63407 | BD | Alaris Pump Module | 17035103 | Infusion Pumps, Multitherapy
A61456 | BD | Alaris PC | 17008873 | Controllers, Infusion Pump Systems, Programmable
A61614 | BD | Alaris Pump Module | 17035934 | Infusion Pumps, Multitherapy
A61907 | BD | Alaris Pump Module | 17032207 | Infusion Pumps, Multitherapy
A63574 | BD | Alaris Pump Module | 17008556 | Infusion Pumps, Multitherapy
A61584 | BD | Alaris Pump Module | 17028636 | Infusion Pumps, Multitherapy
A63879 | BD | Alaris PC | 17026497 | Controllers, Infusion Pump Systems, Programmable
A63818 | BD | Alaris Pump Module | 17034733 | Infusion Pumps, Multitherapy
A61898 | BD | Alaris Pump Module | 17032235 | Infusion Pumps, Multitherapy
A61790 | BD | Alaris Pump Module | 17034135 | Infusion Pumps, Multitherapy
A61998 | BD | Alaris PC | 17021283 | Controllers, Infusion Pump Systems, Programmable
A61872 | BD | Alaris Pump Module | 17028043 | Infusion Pumps, Multitherapy
A62042 | BD | Alaris Pump Module | 16996038 | Infusion Pumps, Multitherapy
A62238 | BD | Alaris PC | 16942808 | Controllers, Infusion Pump Systems, Programmable
A63340 | BD | Alaris Pump Module | 17008227 | Infusion Pumps, Multitherapy
A63002 | BD | Alaris PC | 16893567 | Controllers, Infusion Pump Systems, Programmable
| Currie Medical Specialties Inc. | Alternating Leg Pressure (ALP) with ALP 501 | 37339 | Circulatory Assist Units, Peripheral Compression, Intermittent
| Currie Medical Specialties Inc. | Alternating Leg Pressure (ALP) with ALP 501 | 32127 | Circulatory Assist Units, Peripheral Compression, Intermittent
A61580 | BD | Alaris Pump Module | 17031903 | Infusion Pumps, Multitherapy
| Currie Medical Specialties Inc. | Alternating Leg Pressure (ALP) with ALP 501 | 24296 | Circulatory Assist Units, Peripheral Compression, Intermittent
A61811 | BD | Alaris PC | 17016382 | Controllers, Infusion Pump Systems, Programmable
BN26651 | Currie Medical Specialties Inc. | Alternating Leg Pressure (ALP) with ALP 501 | 14545 | Circulatory Assist Units, Peripheral Compression, Intermittent
A61883 | BD | Alaris Pump Module | 17034535 | Infusion Pumps, Multitherapy
A61909 | BD | Alaris Pump Module | 17034211 | Infusion Pumps, Multitherapy
| CARDINAL HEALTH | Kangaroo OMNI | 21KS24W0051093 | Infusion Pumps, Enteral Feeding
A61039 | BD | Alaris PC | 16893020 | Controllers, Infusion Pump Systems, Programmable
| Currie Medical Specialties Inc. | Alternating Leg Pressure (ALP) with ALP 501 | 30118 | Circulatory Assist Units, Peripheral Compression, Intermittent
A63686 | BD | Alaris Pump Module | 17031796 | Infusion Pumps, Multitherapy
A61338 | BD | Medley Syringe Module | 17028149 | Infusion Pumps, Multitherapy
A63658 | BD | Alaris Pump Module | 17034682 | Infusion Pumps, Multitherapy
184852 | Currie Medical Specialties Inc. | Alternating Leg Pressure (ALP) with ALP 501 | 6205 | Circulatory Assist Units, Peripheral Compression, Intermittent
BN20988 | Encompass Group | AccuMax Quantum Convertible | P1010-04568 | Mattress Systems, Alternating-Pressure
| Currie Medical Specialties Inc. | Alternating Leg Pressure (ALP) with ALP 501 | 30799 | Circulatory Assist Units, Peripheral Compression, Intermittent
155357 | Currie Medical Specialties Inc. | Alternating Leg Pressure (ALP) with ALP 501 | 2451 | Circulatory Assist Units, Peripheral Compression, Intermittent
A61040 | BD | Alaris PC | 17025069 | Controllers, Infusion Pump Systems, Programmable
BN24449 | Currie Medical Specialties Inc. | Alternating Leg Pressure (ALP) with ALP 501 | 17586 | Circulatory Assist Units, Peripheral Compression, Intermittent
A62288 | BD | Alaris Pump Module | 17033479 | Infusion Pumps, Multitherapy
A61841 | BD | Alaris Pump Module | 17031104 | Infusion Pumps, Multitherapy
A63640 | BD | Alaris Pump Module | 17034480 | Infusion Pumps, Multitherapy
| CARDINAL HEALTH | Kangaroo OMNI | 21KS24W0051067 | Infusion Pumps, Enteral Feeding
A62415 | BD | Alaris Pump Module | 17034127 | Infusion Pumps, Multitherapy
BS23179 | Currie Medical Specialties Inc. | Alternating Leg Pressure (ALP) with ALP 501 | 4331 | Circulatory Assist Units, Peripheral Compression, Intermittent
BN24475 | Currie Medical Specialties Inc. | Alternating Leg Pressure (ALP) with ALP 501 | 1671 | Circulatory Assist Units, Peripheral Compression, Intermittent
BN11514 | Currie Medical Specialties Inc. | Alternating Leg Pressure (ALP) with ALP 501 | 3126 | Circulatory Assist Units, Peripheral Compression, Intermittent
BS18649 | Currie Medical Specialties Inc. | Alternating Leg Pressure (ALP) with ALP 501 | 38578 | Circulatory Assist Units, Peripheral Compression, Intermittent
| Currie Medical Specialties Inc. | Alternating Leg Pressure (ALP) with ALP 501 | 6884 | Circulatory Assist Units, Peripheral Compression, Intermittent
A63966 | BD | Alaris PC | 17025213 | Controllers, Infusion Pump Systems, Programmable
A63259 | BD | Alaris Pump Module | 17008552 | Infusion Pumps, Multitherapy
A61762 | BD | Alaris Pump Module | 17031717 | Infusion Pumps, Multitherapy
| Currie Medical Specialties Inc. | Alternating Leg Pressure (ALP) with ALP 501 | 40410 | Circulatory Assist Units, Peripheral Compression, Intermittent
A61993 | BD | Alaris PC | 17020275 | Controllers, Infusion Pump Systems, Programmable
A61101 | BD | Alaris PC | 17028743 | Controllers, Infusion Pump Systems, Programmable
A62152 | BD | Alaris PC | 16914729 | Controllers, Infusion Pump Systems, Programmable
A61770 | BD | Alaris Pump Module | 17029009 | Infusion Pumps, Multitherapy
| Currie Medical Specialties Inc. | Alternating Leg Pressure (ALP) with ALP 501 | 16764 | Circulatory Assist Units, Peripheral Compression, Intermittent
A61943 | BD | Alaris Pump Module | 17033431 | Infusion Pumps, Multitherapy
| Currie Medical Specialties Inc. | Alternating Leg Pressure (ALP) with ALP 501 | 31611 | Circulatory Assist Units, Peripheral Compression, Intermittent
| Currie Medical Specialties Inc. | Alternating Leg Pressure (ALP) with ALP 501 | 10599 | Circulatory Assist Units, Peripheral Compression, Intermittent
BN18965 | Currie Medical Specialties Inc. | Alternating Leg Pressure (ALP) with ALP 501 | 25257 | Circulatory Assist Units, Peripheral Compression, Intermittent
A61024 | BD | Alaris PC | 16888811 | Controllers, Infusion Pump Systems, Programmable
A63064 | BD | Alaris PC | 17024568 | Controllers, Infusion Pump Systems, Programmable
| Currie Medical Specialties Inc. | Alternating Leg Pressure (ALP) with ALP 501 | 11229 | Circulatory Assist Units, Peripheral Compression, Intermittent
A61636 | BD | Alaris PC | 17026928 | Controllers, Infusion Pump Systems, Programmable
A62098 | BD | Alaris PC | 17015235 | Controllers, Infusion Pump Systems, Programmable
A61493 | BD | Alaris PC | 16898451 | Controllers, Infusion Pump Systems, Programmable
A63878 | BD | Alaris PC | 17026379 | Controllers, Infusion Pump Systems, Programmable
| Currie Medical Specialties Inc. | Alternating Leg Pressure (ALP) with ALP 501 | 40236 | Circulatory Assist Units, Peripheral Compression, Intermittent
BN25956 | Currie Medical Specialties Inc. | Alternating Leg Pressure (ALP) with ALP 501 | JGGT12873 | Circulatory Assist Units, Peripheral Compression, Intermittent
A61382 | BD | Alaris PC | 17028357 | Controllers, Infusion Pump Systems, Programmable
| CARDINAL HEALTH | Kangaroo OMNI | 21KS24W0050625 | Infusion Pumps, Enteral Feeding
A62460 | BD | Alaris Pump Module | 17034142 | Infusion Pumps, Multitherapy
A63403 | BD | Alaris Pump Module | 17021621 | Infusion Pumps, Multitherapy
A63816 | BD | Alaris Pump Module | 17036645 | Infusion Pumps, Multitherapy
A63741 | BD | Alaris PC | 17020240 | Controllers, Infusion Pump Systems, Programmable
| Currie Medical Specialties Inc. | Alternating Leg Pressure (ALP) with ALP 501 | 37474 | Circulatory Assist Units, Peripheral Compression, Intermittent
A62207 | BD | Alaris PC | 17014035 | Controllers, Infusion Pump Systems, Programmable
A61784 | BD | Alaris Pump Module | 17033997 | Infusion Pumps, Multitherapy
A63465 | BD | Alaris PCA Module | 16991452 | Infusion Pumps, Analgesic, Patient-Controlled
A62155 | BD | Alaris PC | 16940162 | Controllers, Infusion Pump Systems, Programmable
A61481 | BD | Alaris PC | 17026733 | Controllers, Infusion Pump Systems, Programmable
A61149 | BD | Alaris PC | 16801841 | Controllers, Infusion Pump Systems, Programmable
A62638 | BD | Alaris Pump Module | 17001456 | Infusion Pumps, Multitherapy
A61238 | BD | Alaris PC | 16893683 | Controllers, Infusion Pump Systems, Programmable
A63687 | BD | Alaris Pump Module | 17034686 | Infusion Pumps, Multitherapy
| Currie Medical Specialties Inc. | Alternating Leg Pressure (ALP) with ALP 501 | 30799 | Circulatory Assist Units, Peripheral Compression, Intermittent
A61709 | BD | Alaris Pump Module | 17032285 | Infusion Pumps, Multitherapy
| Currie Medical Specialties Inc. | Alternating Leg Pressure (ALP) with ALP 501 | 34593 | Circulatory Assist Units, Peripheral Compression, Intermittent
A62334 | BD | Alaris Pump Module | 16995580 | Infusion Pumps, Multitherapy
A61387 | BD | Alaris PC | 17028818 | Controllers, Infusion Pump Systems, Programmable
A62406 | BD | Alaris Pump Module | 17035941 | Infusion Pumps, Multitherapy
A63606 | BD | Alaris Pump Module | 17034400 | Infusion Pumps, Multitherapy
A61788 | BD | Alaris Pump Module | 17035901 | Infusion Pumps, Multitherapy
A63502 | BD | Alaris PC | 17026679 | Controllers, Infusion Pump Systems, Programmable
A62284 | BD | Alaris Pump Module | 17032665 | Infusion Pumps, Multitherapy
A61911 | BD | Alaris PC | 17021341 | Controllers, Infusion Pump Systems, Programmable
1610924 | Currie Medical Specialties Inc. | Alternating Leg Pressure (ALP) with ALP 501 | 8162 | Circulatory Assist Units, Peripheral Compression, Intermittent
A62453 | BD | Alaris Pump Module | 17036394 | Infusion Pumps, Multitherapy
A62494 | BD | Alaris Pump Module | 16997633 | Infusion Pumps, Multitherapy
A61103 | BD | Alaris PC | 16892831 | Controllers, Infusion Pump Systems, Programmable
A61127 | BD | Alaris PC | 17027371 | Controllers, Infusion Pump Systems, Programmable
A61223 | BD | Alaris PC | 17017692 | Controllers, Infusion Pump Systems, Programmable
A61298 | BD | Alaris PCA Module | 16991861 | Infusion Pumps, Analgesic, Patient-Controlled
A61194 | BD | Alaris PC | 17013218 | Controllers, Infusion Pump Systems, Programmable
A63824 | BD | Alaris Pump Module | 17035026 | Infusion Pumps, Multitherapy
A63452 | BD | Alaris Pump Module | 17036205 | Infusion Pumps, Multitherapy
A61839 | BD | Alaris Pump Module | 17032904 | Infusion Pumps, Multitherapy
A61538 | BD | Alaris Pump Module | 17029027 | Infusion Pumps, Multitherapy
A63247 | BD | Alaris Pump Module | 17022425 | Infusion Pumps, Multitherapy
A63779 | BD | Alaris PC | 17008938 | Controllers, Infusion Pump Systems, Programmable
A62350 | BD | Alaris Pump Module | 17007097 | Infusion Pumps, Multitherapy
A63166 | BD | Alaris Pump Module | 17022240 | Infusion Pumps, Multitherapy
A61289 | BD | Alaris PCA Module | 16991383 | Infusion Pumps, Analgesic, Patient-Controlled
A63361 | BD | Alaris Pump Module | 17008730 | Infusion Pumps, Multitherapy
A61290 | BD | Alaris PCA Module | 16992594 | Infusion Pumps, Analgesic, Patient-Controlled
A62503 | BD | Alaris Pump Module | 16308931 | Infusion Pumps, Multitherapy
A61870 | BD | Alaris Pump Module | 17032387 | Infusion Pumps, Multitherapy
A63388 | BD | Alaris Pump Module | 17022686 | Infusion Pumps, Multitherapy
A61081 | BD | Alaris PC | 17014610 | Controllers, Infusion Pump Systems, Programmable
A62548 | BD | Alaris Pump Module | 17030029 | Infusion Pumps, Multitherapy
A61688 | BD | Alaris Pump Module | 17030778 | Infusion Pumps, Multitherapy
A63336 | BD | Alaris Pump Module | 17028080 | Infusion Pumps, Multitherapy
A62114 | BD | Alaris PC | 17020326 | Controllers, Infusion Pump Systems, Programmable
| CARDINAL HEALTH | Kangaroo OMNI | 21KS24W0050368 | Infusion Pumps, Enteral Feeding
A63369 | BD | Alaris Pump Module | 17008739 | Infusion Pumps, Multitherapy
A62247 | BD | Alaris PC | 17002849 | Controllers, Infusion Pump Systems, Programmable
A63121 | BD | Alaris Pump Module | 17007860 | Infusion Pumps, Multitherapy
A61799 | BD | Alaris Pump Module | 17033967 | Infusion Pumps, Multitherapy
A61192 | BD | Alaris PC | 17013862 | Controllers, Infusion Pump Systems, Programmable
A63144 | BD | Alaris Pump Module | 17021805 | Infusion Pumps, Multitherapy
A61388 | BD | Alaris PC | 17025466 | Controllers, Infusion Pump Systems, Programmable
A61092 | BD | Alaris PC | 17028698 | Controllers, Infusion Pump Systems, Programmable
A61498 | BD | Alaris PC | 17028440 | Controllers, Infusion Pump Systems, Programmable
A63094 | BD | Alaris PC | 16892770 | Controllers, Infusion Pump Systems, Programmable
A62239 | BD | Alaris PC | 16951993 | Controllers, Infusion Pump Systems, Programmable
A63123 | BD | Alaris Pump Module | 17008575 | Infusion Pumps, Multitherapy
A61491 | BD | Alaris PC | 17008391 | Controllers, Infusion Pump Systems, Programmable
| Currie Medical Specialties Inc. | Alternating Leg Pressure (ALP) with ALP 501 | 33203 | Circulatory Assist Units, Peripheral Compression, Intermittent
A63382 | BD | Alaris Pump Module | 17008662 | Infusion Pumps, Multitherapy
| Currie Medical Specialties Inc. | Alternating Leg Pressure (ALP) with ALP 501 | 33461 | Circulatory Assist Units, Peripheral Compression, Intermittent
| Currie Medical Specialties Inc. | Alternating Leg Pressure (ALP) with ALP 501 | 24683 | Circulatory Assist Units, Peripheral Compression, Intermittent
A61848 | BD | Alaris Pump Module | 17022634 | Infusion Pumps, Multitherapy
| Currie Medical Specialties Inc. | Alternating Leg Pressure (ALP) with ALP 501 | 21177 | Circulatory Assist Units, Peripheral Compression, Intermittent
A61016 | BD | Alaris PC | 16802330 | Controllers, Infusion Pump Systems, Programmable
| Currie Medical Specialties Inc. | Alternating Leg Pressure (ALP) with ALP 501 | 11353 | Circulatory Assist Units, Peripheral Compression, Intermittent
A63753 | BD | Alaris PC | 17016521 | Controllers, Infusion Pump Systems, Programmable
A61125 | BD | Alaris PC | 17027417 | Controllers, Infusion Pump Systems, Programmable
A62410 | BD | Alaris Pump Module | 17034252 | Infusion Pumps, Multitherapy
A61428 | BD | Alaris PC | 17017477 | Controllers, Infusion Pump Systems, Programmable
A62180 | BD | Alaris PC | 16947901 | Controllers, Infusion Pump Systems, Programmable
A63643 | BD | Alaris Pump Module | 17034846 | Infusion Pumps, Multitherapy
| Currie Medical Specialties Inc. | Alternating Leg Pressure (ALP) with ALP 501 | 32633 | Circulatory Assist Units, Peripheral Compression, Intermittent
A61562 | BD | Alaris PC | 17023225 | Controllers, Infusion Pump Systems, Programmable
BN12533 | Currie Medical Specialties Inc. | Alternating Leg Pressure (ALP) with ALP 501 | 16568 | Circulatory Assist Units, Peripheral Compression, Intermittent
A61581 | BD | Alaris Pump Module | 17034416 | Infusion Pumps, Multitherapy
BN-25710 | Currie Medical Specialties Inc. | Alternating Leg Pressure (ALP) with ALP 501 | 39792 | Circulatory Assist Units, Peripheral Compression, Intermittent
BN25945 | Currie Medical Specialties Inc. | Alternating Leg Pressure (ALP) with ALP 501 | 2517 | Circulatory Assist Units, Peripheral Compression, Intermittent
| Currie Medical Specialties Inc. | Alternating Leg Pressure (ALP) with ALP 501 | 26536 | Circulatory Assist Units, Peripheral Compression, Intermittent
BN16234 | Currie Medical Specialties Inc. | Alternating Leg Pressure (ALP) with ALP 501 | 5200 | Circulatory Assist Units, Peripheral Compression, Intermittent
A63793 | BD | Alaris Pump Module | 17035902 | Infusion Pumps, Multitherapy
BN13213 | Currie Medical Specialties Inc. | Alternating Leg Pressure (ALP) with ALP 501 | 11485 | Circulatory Assist Units, Peripheral Compression, Intermittent
A63578 | BD | Alaris Pump Module | 17036014 | Infusion Pumps, Multitherapy
A63772 | BD | Alaris PC | 17028824 | Controllers, Infusion Pump Systems, Programmable
BN24743 | Currie Medical Specialties Inc. | Alternating Leg Pressure (ALP) with ALP 501 | 26698 | Circulatory Assist Units, Peripheral Compression, Intermittent
| Currie Medical Specialties Inc. | Alternating Leg Pressure (ALP) with ALP 501 | 37110 | Circulatory Assist Units, Peripheral Compression, Intermittent
A63191 | BD | Alaris Pump Module | 17012039 | Infusion Pumps, Multitherapy
BN23708 | Currie Medical Specialties Inc. | Alternating Leg Pressure (ALP) with ALP 501 | 11438 | Circulatory Assist Units, Peripheral Compression, Intermittent
A63536 | BD | Alaris Pump Module | 17032918 | Infusion Pumps, Multitherapy
BN26736 | Currie Medical Specialties Inc. | Alternating Leg Pressure (ALP) with ALP 501 | 3972 | Circulatory Assist Units, Peripheral Compression, Intermittent
A63978 | BD | Alaris Pump Module | 17037087 | Infusion Pumps, Multitherapy
BN25574 | Currie Medical Specialties Inc. | Alternating Leg Pressure (ALP) with ALP 501 | 4576 | Circulatory Assist Units, Peripheral Compression, Intermittent
A63212 | BD | Alaris Pump Module | 17011758 | Infusion Pumps, Multitherapy
BN23706 | Currie Medical Specialties Inc. | Alternating Leg Pressure (ALP) with ALP 501 | 13059 | Circulatory Assist Units, Peripheral Compression, Intermittent
| Currie Medical Specialties Inc. | Alternating Leg Pressure (ALP) with ALP 501 | 11105 | Circulatory Assist Units, Peripheral Compression, Intermittent
| Currie Medical Specialties Inc. | Alternating Leg Pressure (ALP) with ALP 501 | 37444 | Circulatory Assist Units, Peripheral Compression, Intermittent
A63288 | BD | Alaris Pump Module | 17022429 | Infusion Pumps, Multitherapy
BN24727 | Currie Medical Specialties Inc. | Alternating Leg Pressure (ALP) with ALP 501 | 26722 | Circulatory Assist Units, Peripheral Compression, Intermittent
A63511 | BD | Alaris PC | 17009020 | Controllers, Infusion Pump Systems, Programmable
A62648 | BD | Alaris Pump Module | 16995674 | Infusion Pumps, Multitherapy
A61655 | BD | Alaris PC | 17027126 | Controllers, Infusion Pump Systems, Programmable
B18740 | Currie Medical Specialties Inc. | Alternating Leg Pressure (ALP) with ALP 501 | 3880 | Circulatory Assist Units, Peripheral Compression, Intermittent
A63055 | BD | Alaris PC | 16801425 | Controllers, Infusion Pump Systems, Programmable
A61449 | BD | Alaris PC | 17037144 | Controllers, Infusion Pump Systems, Programmable
A61099 | BD | Alaris PC | 17028726 | Controllers, Infusion Pump Systems, Programmable
A61563 | BD | Alaris PC | 17023752 | Controllers, Infusion Pump Systems, Programmable
A63095 | BD | Alaris PC | 16893714 | Controllers, Infusion Pump Systems, Programmable
A62058 | BD | Alaris Pump Module | 16997199 | Infusion Pumps, Multitherapy
A61576 | BD | Alaris Pump Module | 17034101 | Infusion Pumps, Multitherapy
A63771 | BD | Alaris PC | 17028435 | Controllers, Infusion Pump Systems, Programmable
A63985 | BD | Alaris PC | 17025004 | Controllers, Infusion Pump Systems, Programmable
A63903 | BD | Alaris Pump Module | 17036074 | Infusion Pumps, Multitherapy
A63352 | BD | Alaris Pump Module | 17006582 | Infusion Pumps, Multitherapy
A61669 | BD | Alaris PC | 17025127 | Controllers, Infusion Pump Systems, Programmable
A61854 | BD | Alaris Pump Module | 17033162 | Infusion Pumps, Multitherapy
A61163 | BD | Alaris PC | 17025061 | Controllers, Infusion Pump Systems, Programmable
BS18515 | 3M Health Care | Bair Hugger 775 | 62448 | Warming Units, Patient, Forced-Air
A62073 | BD | Alaris Pump Module | 17033992 | Infusion Pumps, Multitherapy
A63487 | BD | Alaris Pump Module | 17036566 | Infusion Pumps, Multitherapy
BS29836 | 3M Health Care | V.A.C. ULTA | GAAC01288 | Wound Therapy Systems, Negative-Pressure
A61441 | BD | Alaris PC | 17016856 | Controllers, Infusion Pump Systems, Programmable
A62333 | BD | Alaris Pump Module | 17001212 | Infusion Pumps, Multitherapy
A61895 | BD | Alaris Pump Module | 17034083 | Infusion Pumps, Multitherapy
A63579 | BD | Alaris Pump Module | 17034718 | Infusion Pumps, Multitherapy
A61170 | BD | Alaris PC | 17015679 | Controllers, Infusion Pump Systems, Programmable
A61913 | BD | Alaris PC | 17021823 | Controllers, Infusion Pump Systems, Programmable
A63590 | BD | Alaris Pump Module | 17035473 | Infusion Pumps, Multitherapy
A62224 | BD | Alaris PC | 17013855 | Controllers, Infusion Pump Systems, Programmable
A62645 | BD | Alaris Pump Module | 17034751 | Infusion Pumps, Multitherapy
A62619 | BD | Alaris Pump Module | 17034115 | Infusion Pumps, Multitherapy
A62019 | BD | Alaris Pump Module | 16993711 | Infusion Pumps, Multitherapy
B41247 | 3M Health Care | V.A.C. ULTA | GAAC12651 | Wound Therapy Systems, Negative-Pressure
A61960 | BD | Alaris Pump Module | 17034327 | Infusion Pumps, Multitherapy
A61143 | BD | Alaris PC | 17027233 | Controllers, Infusion Pump Systems, Programmable
A62090 | BD | Alaris PC | 17010565 | Controllers, Infusion Pump Systems, Programmable
A61111 | BD | Alaris PC | 17002143 | Controllers, Infusion Pump Systems, Programmable
A62588 | BD | Alaris Pump Module | 17035109 | Infusion Pumps, Multitherapy
A61178 | BD | Alaris PC | 17017826 | Controllers, Infusion Pump Systems, Programmable
A62191 | BD | Alaris PC | 16948320 | Controllers, Infusion Pump Systems, Programmable
A61098 | BD | Alaris PC | 17027414 | Controllers, Infusion Pump Systems, Programmable
A63913 | BD | Alaris Pump Module | 17007780 | Infusion Pumps, Multitherapy
| Currie Medical Specialties Inc. | Alternating Leg Pressure (ALP) with ALP 501 | 2033 | Circulatory Assist Units, Peripheral Compression, Intermittent
A61426 | BD | Alaris PC | 17008537 | Controllers, Infusion Pump Systems, Programmable
A63872 | BD | Alaris Pump Module | 17035967 | Infusion Pumps, Multitherapy
A61763 | BD | Alaris Pump Module | 17035904 | Infusion Pumps, Multitherapy
A63747 | BD | Alaris PC | 17020324 | Controllers, Infusion Pump Systems, Programmable
A62639 | BD | Alaris Pump Module | 16998843 | Infusion Pumps, Multitherapy
A63730 | BD | Alaris PC | 17020820 | Controllers, Infusion Pump Systems, Programmable
A63309 | BD | Alaris Pump Module | 17012010 | Infusion Pumps, Multitherapy
BS25788 | Hill-Rom Services, Inc. | P965 Exam Plus Light | 177022 | Lights, Examination
A61031 | BD | Alaris PC | 16893558 | Controllers, Infusion Pump Systems, Programmable
| Currie Medical Specialties Inc. | Alternating Leg Pressure (ALP) with ALP 501 | 11266 | Circulatory Assist Units, Peripheral Compression, Intermittent
A62413 | BD | Alaris Pump Module | 17031957 | Infusion Pumps, Multitherapy
A61702 | BD | Alaris Pump Module | 17034067 | Infusion Pumps, Multitherapy
A61963 | BD | Alaris Pump Module | 17032461 | Infusion Pumps, Multitherapy
BN13221 | Currie Medical Specialties Inc. | Alternating Leg Pressure (ALP) with ALP 501 | 11458 | Circulatory Assist Units, Peripheral Compression, Intermittent
A61755 | BD | Alaris Pump Module | 17033812 | Infusion Pumps, Multitherapy
BN13758 | Currie Medical Specialties Inc. | Alternating Leg Pressure (ALP) with ALP 501 | 189715 | Circulatory Assist Units, Peripheral Compression, Intermittent
BN16997 | Currie Medical Specialties Inc. | Alternating Leg Pressure (ALP) with ALP 501 | 12124 | Circulatory Assist Units, Peripheral Compression, Intermittent
A63354 | BD | Alaris Pump Module | 17022231 | Infusion Pumps, Multitherapy
| Currie Medical Specialties Inc. | Alternating Leg Pressure (ALP) with ALP 501 | 11350 | Circulatory Assist Units, Peripheral Compression, Intermittent
bn24742 | Currie Medical Specialties Inc. | Alternating Leg Pressure (ALP) with ALP 501 | 42357 | Circulatory Assist Units, Peripheral Compression, Intermittent
A61221 | BD | Alaris PC | 17016363 | Controllers, Infusion Pump Systems, Programmable
A61089 | BD | Alaris PC | 17014608 | Controllers, Infusion Pump Systems, Programmable
| Currie Medical Specialties Inc. | Alternating Leg Pressure (ALP) with ALP 501 | 3558 | Circulatory Assist Units, Peripheral Compression, Intermittent
A61992 | BD | Alaris PC | 17020109 | Controllers, Infusion Pump Systems, Programmable
A63814 | BD | Alaris Pump Module | 17036384 | Infusion Pumps, Multitherapy
A61393 | BD | Alaris PCA Module | 16991361 | Infusion Pumps, Analgesic, Patient-Controlled
BS23877 | Currie Medical Specialties Inc. | Alternating Leg Pressure (ALP) with ALP 501 | 16532 | Circulatory Assist Units, Peripheral Compression, Intermittent
A63207 | BD | Alaris Pump Module | 17012485 | Infusion Pumps, Multitherapy
A63032 | BD | Alaris PC | 16801601 | Controllers, Infusion Pump Systems, Programmable
A61455 | BD | Alaris PC | 17002176 | Controllers, Infusion Pump Systems, Programmable
A62382 | BD | Alaris Pump Module | 17000252 | Infusion Pumps, Multitherapy
A62319 | BD | Alaris Pump Module | 16998509 | Infusion Pumps, Multitherapy
| Currie Medical Specialties Inc. | Alternating Leg Pressure (ALP) with ALP 501 | 6881 | Circulatory Assist Units, Peripheral Compression, Intermittent
| Currie Medical Specialties Inc. | Alternating Leg Pressure (ALP) with ALP 501 | 36188 | Circulatory Assist Units, Peripheral Compression, Intermittent
BS23824 | Currie Medical Specialties Inc. | Alternating Leg Pressure (ALP) with ALP 501 | 12760 | Circulatory Assist Units, Peripheral Compression, Intermittent
BN26649 | Currie Medical Specialties Inc. | Alternating Leg Pressure (ALP) with ALP 501 | 11753 | Circulatory Assist Units, Peripheral Compression, Intermittent
Bn22972 | Ohio Medical Corporation | Intermittent/Continuous Vacuum Regulator | GFFK32508 | Regulators, Suction
| Currie Medical Specialties Inc. | Alternating Leg Pressure (ALP) with ALP 501 | 31302 | Circulatory Assist Units, Peripheral Compression, Intermittent
BN24445 | Currie Medical Specialties Inc. | Alternating Leg Pressure (ALP) with ALP 501 | 17564 | Circulatory Assist Units, Peripheral Compression, Intermittent
| Currie Medical Specialties Inc. | Alternating Leg Pressure (ALP) with ALP 501 | 32547 | Circulatory Assist Units, Peripheral Compression, Intermittent
A62647 | BD | Alaris Pump Module | 17000185 | Infusion Pumps, Multitherapy
A61560 | BD | Alaris Pump Module | 17036236 | Infusion Pumps, Multitherapy
A61553 | BD | Alaris Pump Module | 17036424 | Infusion Pumps, Multitherapy
A62253 | BD | Alaris PC | 16895583 | Controllers, Infusion Pump Systems, Programmable
A61019 | BD | Alaris PC | 16802565 | Controllers, Infusion Pump Systems, Programmable
A61174 | BD | Alaris PC | 17012845 | Controllers, Infusion Pump Systems, Programmable
A63651 | BD | Alaris Pump Module | 17032713 | Infusion Pumps, Multitherapy
A63393 | BD | Alaris Pump Module | 17007463 | Infusion Pumps, Multitherapy
BN24721 | Currie Medical Specialties Inc. | Alternating Leg Pressure (ALP) with ALP 501 | 46764 | Circulatory Assist Units, Peripheral Compression, Intermittent
BN23705 | Currie Medical Specialties Inc. | Alternating Leg Pressure (ALP) with ALP 501 | 6595 | Circulatory Assist Units, Peripheral Compression, Intermittent
A62543 | BD | Alaris Pump Module | 17034281 | Infusion Pumps, Multitherapy
A63017 | BD | Alaris PC | 16802567 | Controllers, Infusion Pump Systems, Programmable
| Currie Medical Specialties Inc. | Alternating Leg Pressure (ALP) with ALP 501 | 27387 | Circulatory Assist Units, Peripheral Compression, Intermittent
BN26650 | Currie Medical Specialties Inc. | Alternating Leg Pressure (ALP) with ALP 501 | 1677 | Circulatory Assist Units, Peripheral Compression, Intermittent
A63557 | BD | Alaris Pump Module | 17006999 | Infusion Pumps, Multitherapy
A61857 | BD | Alaris Pump Module | 17032304 | Infusion Pumps, Multitherapy
A62433 | BD | Alaris Pump Module | 17034170 | Infusion Pumps, Multitherapy
BN17889 | Currie Medical Specialties Inc. | Alternating Leg Pressure (ALP) with ALP 501 | 3053 | Circulatory Assist Units, Peripheral Compression, Intermittent
A63971 | BD | Alaris Pump Module | 17033448 | Infusion Pumps, Multitherapy
| Currie Medical Specialties Inc. | Alternating Leg Pressure (ALP) with ALP 501 | 18893 | Circulatory Assist Units, Peripheral Compression, Intermittent
| Currie Medical Specialties Inc. | Alternating Leg Pressure (ALP) with ALP 501 | 33358 | Circulatory Assist Units, Peripheral Compression, Intermittent
BN24436 | Currie Medical Specialties Inc. | Alternating Leg Pressure (ALP) with ALP 501 | 17569 | Circulatory Assist Units, Peripheral Compression, Intermittent
| Currie Medical Specialties Inc. | Alternating Leg Pressure (ALP) with ALP 501 | 10613 | Circulatory Assist Units, Peripheral Compression, Intermittent
A53316 | BD | Alaris EtCO2 Module | 18435152 | Infusion Pumps Modules, Exhaled Carbon Dioxide
A62527 | BD | Alaris Pump Module | 17034482 | Infusion Pumps, Multitherapy
| Currie Medical Specialties Inc. | Alternating Leg Pressure (ALP) with ALP 501 | 35955 | Circulatory Assist Units, Peripheral Compression, Intermittent
A62148 | BD | Alaris PC | 16896503 | Controllers, Infusion Pump Systems, Programmable
| Currie Medical Specialties Inc. | Alternating Leg Pressure (ALP) with ALP 501 | 24418 | Circulatory Assist Units, Peripheral Compression, Intermittent
BN27730 | Ohio Medical Corporation | Intermittent/Continuous Vacuum Regulator | JGGR13157 | Regulators, Suction
| Currie Medical Specialties Inc. | Alternating Leg Pressure (ALP) with ALP 501 | 21102 | Circulatory Assist Units, Peripheral Compression, Intermittent
| Currie Medical Specialties Inc. | Alternating Leg Pressure (ALP) with ALP 501 | 12162 | Circulatory Assist Units, Peripheral Compression, Intermittent
A63797 | BD | Alaris Pump Module | 17034796 | Infusion Pumps, Multitherapy
A62486 | BD | Alaris Pump Module | 17000693 | Infusion Pumps, Multitherapy
A63440 | BD | Alaris Pump Module | 17007678 | Infusion Pumps, Multitherapy
| Currie Medical Specialties Inc. | Alternating Leg Pressure (ALP) with ALP 501 | 22715 | Circulatory Assist Units, Peripheral Compression, Intermittent
A61766 | BD | Alaris Pump Module | 17034094 | Infusion Pumps, Multitherapy
A62321 | BD | Alaris Pump Module | 17001570 | Infusion Pumps, Multitherapy
155342 | Currie Medical Specialties Inc. | Alternating Leg Pressure (ALP) with ALP 501 | 16576 | Circulatory Assist Units, Peripheral Compression, Intermittent
A61789 | BD | Alaris Pump Module | 17034173 | Infusion Pumps, Multitherapy
A62329 | BD | Alaris Pump Module | 16999166 | Infusion Pumps, Multitherapy
A61222 | BD | Alaris PC | 17002163 | Controllers, Infusion Pump Systems, Programmable
| CARDINAL HEALTH | Kangaroo OMNI | 21KS24W0051232 | Infusion Pumps, Enteral Feeding
A61665 | BD | Alaris PC | 17020222 | Controllers, Infusion Pump Systems, Programmable
A61549 | BD | Alaris PC | 17031695 | Controllers, Infusion Pump Systems, Programmable
A63926 | BD | Alaris Pump Module | 17033963 | Infusion Pumps, Multitherapy
A62068 | BD | Alaris Pump Module | 117033594 | Infusion Pumps, Multitherapy
A61423 | BD | Alaris PCA Module | 16991961 | Infusion Pumps, Analgesic, Patient-Controlled
| CARDINAL HEALTH | Kangaroo OMNI | 21KS24W0051595 | Infusion Pumps, Enteral Feeding
A61198 | BD | Alaris PC | 17014669 | Controllers, Infusion Pump Systems, Programmable
A62507 | BD | Alaris Pump Module | 17035905 | Infusion Pumps, Multitherapy
A62085 | BD | Alaris PC | 17015033 | Controllers, Infusion Pump Systems, Programmable
A63372 | BD | Alaris Pump Module | 17008171 | Infusion Pumps, Multitherapy
A62519 | BD | Alaris Pump Module | 17036083 | Infusion Pumps, Multitherapy
A63404 | BD | Alaris Pump Module | 17036254 | Infusion Pumps, Multitherapy
A62371 | BD | Alaris Pump Module | 16998792 | Infusion Pumps, Multitherapy
| Currie Medical Specialties Inc. | Alternating Leg Pressure (ALP) with ALP 501 | 37130 | Circulatory Assist Units, Peripheral Compression, Intermittent
A63043 | BD | Alaris PC | 17028304 | Controllers, Infusion Pump Systems, Programmable
A63614 | BD | Alaris Pump Module | 17007913 | Infusion Pumps, Multitherapy
A61494 | BD | Alaris PC | 16896888 | Controllers, Infusion Pump Systems, Programmable
A61060 | BD | Alaris PC | 17027613 | Controllers, Infusion Pump Systems, Programmable
A62386 | BD | Alaris Pump Module | 16998604 | Infusion Pumps, Multitherapy
A63745 | BD | Alaris PC | 17020346 | Controllers, Infusion Pump Systems, Programmable
| Currie Medical Specialties Inc. | Alternating Leg Pressure (ALP) with ALP 501 | 30404 | Circulatory Assist Units, Peripheral Compression, Intermittent
A63594 | BD | Alaris Pump Module | 17033504 | Infusion Pumps, Multitherapy
A63149 | BD | Alaris Pump Module | 17016311 | Infusion Pumps, Multitherapy
A62057 | BD | Alaris Pump Module | 17000136 | Infusion Pumps, Multitherapy
B11133 | Currie Medical Specialties Inc. | Alternating Leg Pressure (ALP) with ALP 501 | 3670 | Circulatory Assist Units, Peripheral Compression, Intermittent
BN24726 | Currie Medical Specialties Inc. | Alternating Leg Pressure (ALP) with ALP 501 | 26726 | Circulatory Assist Units, Peripheral Compression, Intermittent
| CARDINAL HEALTH | Kangaroo OMNI | 21KS24W0051598 | Infusion Pumps, Enteral Feeding
A62104 | BD | Alaris PC | 16896884 | Controllers, Infusion Pump Systems, Programmable
BN25717 | Currie Medical Specialties Inc. | Alternating Leg Pressure (ALP) with ALP 501 | 39780 | Circulatory Assist Units, Peripheral Compression, Intermittent
A63905 | BD | Alaris Pump Module | 17035504 | Infusion Pumps, Multitherapy
438931 | BD | Alaris PC | 16896658 | Controllers, Infusion Pump Systems, Programmable
A63492 | BD | Alaris PC | 17009019 | Controllers, Infusion Pump Systems, Programmable
A63456 | BD | Medley Syringe Module | 17030934 | Infusion Pumps, Multitherapy
| CARDINAL HEALTH | Kangaroo OMNI | 21KS24W0051604 | Infusion Pumps, Enteral Feeding
BN27517 | Currie Medical Specialties Inc. | Alternating Leg Pressure (ALP) with ALP 501 | 2423 | Circulatory Assist Units, Peripheral Compression, Intermittent
A62555 | BD | Alaris Pump Module | 17035900 | Infusion Pumps, Multitherapy
A61678 | BD | Alaris Pump Module | 17032322 | Infusion Pumps, Multitherapy
A62345 | BD | Alaris Pump Module | 1717001486 | Infusion Pumps, Multitherapy
A62525 | BD | Alaris Pump Module | 17031932 | Infusion Pumps, Multitherapy
A61093 | BD | Alaris PC | 17026769 | Controllers, Infusion Pump Systems, Programmable
A63323 | BD | Alaris Pump Module | 17022211 | Infusion Pumps, Multitherapy
A62444 | BD | Alaris Pump Module | 17032261 | Infusion Pumps, Multitherapy
A61528 | BD | Alaris Pump Module | 17008310 | Infusion Pumps, Multitherapy
A63082 | BD | Alaris PC | 16802884 | Controllers, Infusion Pump Systems, Programmable
A63425 | BD | Alaris Pump Module | 17007875 | Infusion Pumps, Multitherapy
A62390 | BD | Alaris Pump Module | 16996186 | Infusion Pumps, Multitherapy
A63892 | BD | Alaris Pump Module | 17034525 | Infusion Pumps, Multitherapy
A61061 | BD | Alaris PC | 17014273 | Controllers, Infusion Pump Systems, Programmable
A63428 | BD | Alaris Pump Module | 17007513 | Infusion Pumps, Multitherapy
| CARDINAL HEALTH | Kangaroo OMNI | 21KS24W0050673 | Infusion Pumps, Enteral Feeding
A63982 | BD | Alaris PC | 17028492 | Controllers, Infusion Pump Systems, Programmable
A62241 | BD | Alaris PC | 16957158 | Controllers, Infusion Pump Systems, Programmable
A62398 | BD | Alaris Pump Module | 17029430 | Infusion Pumps, Multitherapy
A61666 | BD | Alaris PC | 17027685 | Controllers, Infusion Pump Systems, Programmable
A61735 | BD | Alaris Pump Module | 17034058 | Infusion Pumps, Multitherapy
A61080 | BD | Alaris PC | 17014545 | Controllers, Infusion Pump Systems, Programmable
A61073 | BD | Alaris PC | 17014480 | Controllers, Infusion Pump Systems, Programmable
A59703 | Cincinnati Sub-Zero Products Inc | Blanketrol III | 254-3-19720 | Warming/Cooling Units, Patient, Circulating-Liquid
A62328 | BD | Alaris Pump Module | 16997866 | Infusion Pumps, Multitherapy
| Currie Medical Specialties Inc. | Alternating Leg Pressure (ALP) with ALP 501 | 32357 | Circulatory Assist Units, Peripheral Compression, Intermittent
A61096 | BD | Alaris PC | 17028457 | Controllers, Infusion Pump Systems, Programmable
A61392 | BD | Alaris PC | 17025456 | Controllers, Infusion Pump Systems, Programmable
A61124 | BD | Alaris PC | 17028801 | Controllers, Infusion Pump Systems, Programmable
A62541 | BD | Alaris Pump Module | 17034159 | Infusion Pumps, Multitherapy
A62577 | BD | Alaris Pump Module | 17036249 | Infusion Pumps, Multitherapy
A61384 | BD | Alaris PC | 17026947 | Controllers, Infusion Pump Systems, Programmable
A63873 | BD | Alaris Pump Module | 17033258 | Infusion Pumps, Multitherapy
A61593 | BD | Alaris Pump Module | 17034353 | Infusion Pumps, Multitherapy
A63216 | BD | Alaris Pump Module | 17006114 | Infusion Pumps, Multitherapy
A61009 | BD | Alaris PC | 17026613 | Controllers, Infusion Pump Systems, Programmable
A61856 | BD | Alaris Pump Module | 17033137 | Infusion Pumps, Multitherapy
A63864 | BD | Alaris Pump Module | 17008102 | Infusion Pumps, Multitherapy
A61718 | BD | Alaris Pump Module | 17031781 | Infusion Pumps, Multitherapy
A63092 | BD | Alaris PC | 16868295 | Controllers, Infusion Pump Systems, Programmable
A61250 | BD | Alaris PC | 16893620 | Controllers, Infusion Pump Systems, Programmable
A61920 | BD | Alaris PC | 17021783 | Controllers, Infusion Pump Systems, Programmable
A63804 | BD | Alaris Pump Module | 17034549 | Infusion Pumps, Multitherapy
A61530 | BD | Alaris Pump Module | 17036916 | Infusion Pumps, Multitherapy
A62552 | BD | Alaris Pump Module | 17034520 | Infusion Pumps, Multitherapy
A61606 | BD | Alaris Pump Module | 17028138 | Infusion Pumps, Multitherapy
A63443 | BD | Alaris Pump Module | 17006090 | Infusion Pumps, Multitherapy
A62545 | BD | Alaris Pump Module | 17032202 | Infusion Pumps, Multitherapy
A61070 | BD | Alaris PC | 17017357 | Controllers, Infusion Pump Systems, Programmable
A62629 | BD | Alaris Pump Module | 17034396 | Infusion Pumps, Multitherapy
A63126 | BD | Alaris Pump Module | 17008716 | Infusion Pumps, Multitherapy
A63250 | BD | Alaris Pump Module | 17021465 | Infusion Pumps, Multitherapy
A61853 | BD | Alaris Pump Module | 17033533 | Infusion Pumps, Multitherapy
A63682 | BD | Alaris Pump Module | 17036778 | Infusion Pumps, Multitherapy
A61747 | BD | Alaris Pump Module | 17034437 | Infusion Pumps, Multitherapy
A63583 | BD | Alaris Pump Module | 17035602 | Infusion Pumps, Multitherapy
A61971 | BD | Alaris PC | 17019137 | Controllers, Infusion Pump Systems, Programmable
A61033 | BD | Alaris PC | 17026934 | Controllers, Infusion Pump Systems, Programmable
A61795 | BD | Alaris Pump Module | 17032899 | Infusion Pumps, Multitherapy
B41248 | 3M Health Care | V.A.C. ULTA | GAAC12628 | Wound Therapy Systems, Negative-Pressure
A61320 | BD | Alaris PC | 17028458 | Controllers, Infusion Pump Systems, Programmable
A63778 | BD | Alaris PC | 17002293 | Controllers, Infusion Pump Systems, Programmable
A61160 | BD | Alaris PCA Module | 16992145 | Infusion Pumps, Analgesic, Patient-Controlled
A62595 | BD | Alaris Pump Module | 16998345 | Infusion Pumps, Multitherapy
A62643 | BD | Alaris Pump Module | 16995695 | Infusion Pumps, Multitherapy
A62529 | BD | Alaris Pump Module | 17035418 | Infusion Pumps, Multitherapy
A63211 | BD | Alaris Pump Module | 17021297 | Infusion Pumps, Multitherapy
A62033 | BD | Alaris Pump Module | 16998769 | Infusion Pumps, Multitherapy
A63090 | BD | Alaris PC | 16891730 | Controllers, Infusion Pump Systems, Programmable
| Currie Medical Specialties Inc. | Alternating Leg Pressure (ALP) with ALP 501 | 41713 | Circulatory Assist Units, Peripheral Compression, Intermittent
A63264 | BD | Alaris Pump Module | 16929866 | Infusion Pumps, Multitherapy
A63202 | BD | Alaris Pump Module | 17016193 | Infusion Pumps, Multitherapy
A61966 | BD | Alaris Pump Module | 17032778 | Infusion Pumps, Multitherapy
A63665 | BD | Alaris Pump Module | 17034852 | Infusion Pumps, Multitherapy
A62363 | BD | Alaris Pump Module | 17001145 | Infusion Pumps, Multitherapy
A63498 | BD | Alaris PC | 17012283 | Controllers, Infusion Pump Systems, Programmable
A61775 | BD | Alaris PC | 17020107 | Controllers, Infusion Pump Systems, Programmable
A63475 | BD | Alaris PCA Module | 16991921 | Infusion Pumps, Analgesic, Patient-Controlled
A61205 | BD | Alaris PC | 17014405 | Controllers, Infusion Pump Systems, Programmable
A62626 | BD | Alaris Pump Module | 17035117 | Infusion Pumps, Multitherapy
| Currie Medical Specialties Inc. | Alternating Leg Pressure (ALP) with ALP 501 | 33309 | Circulatory Assist Units, Peripheral Compression, Intermittent
BN25355 | Currie Medical Specialties Inc. | Alternating Leg Pressure (ALP) with ALP 501 | 8315 | Circulatory Assist Units, Peripheral Compression, Intermittent
A61783 | BD | Alaris Pump Module | 17034145 | Infusion Pumps, Multitherapy
| Currie Medical Specialties Inc. | Alternating Leg Pressure (ALP) with ALP 501 | 35104 | Circulatory Assist Units, Peripheral Compression, Intermittent
A61064 | BD | Alaris PC | 17014403 | Controllers, Infusion Pump Systems, Programmable
BN17213 | Ohio Medical Corporation | Push-To-Set Intermittent/Continuous Vacuum Regulator | GFFK05756 | Regulators, Suction
A61350 | BD | Medley Syringe Module | 17025603 | Infusion Pumps, Multitherapy
| Currie Medical Specialties Inc. | Alternating Leg Pressure (ALP) with ALP 501 | 25193 | Circulatory Assist Units, Peripheral Compression, Intermittent
A61904 | BD | Alaris Pump Module | 17032682 | Infusion Pumps, Multitherapy
A63079 | BD | Alaris PC | 16891112 | Controllers, Infusion Pump Systems, Programmable
A63914 | BD | Alaris Pump Module | 17006912 | Infusion Pumps, Multitherapy
A63406 | BD | Alaris Pump Module | 17036007 | Infusion Pumps, Multitherapy
A61752 | BD | Alaris Pump Module | 17033611 | Infusion Pumps, Multitherapy
A62356 | BD | Alaris Pump Module | 16994247 | Infusion Pumps, Multitherapy
A61180 | BD | Alaris PC | 17016375 | Controllers, Infusion Pump Systems, Programmable
A63556 | BD | Alaris Pump Module | 17007467 | Infusion Pumps, Multitherapy
BN23718 | Currie Medical Specialties Inc. | Alternating Leg Pressure (ALP) with ALP 501 | 6567 | Circulatory Assist Units, Peripheral Compression, Intermittent
A63676 | BD | Alaris Pump Module | 17035740 | Infusion Pumps, Multitherapy
| Currie Medical Specialties Inc. | Alternating Leg Pressure (ALP) with ALP 501 | 37897 | Circulatory Assist Units, Peripheral Compression, Intermittent
A63248 | BD | Alaris Pump Module | 17022450 | Infusion Pumps, Multitherapy
A63668 | BD | Alaris Pump Module | 17001814 | Infusion Pumps, Multitherapy
A63293 | BD | Alaris Pump Module | 17021325 | Infusion Pumps, Multitherapy
A61635 | BD | Alaris PC | 17028449 | Controllers, Infusion Pump Systems, Programmable
A63164 | BD | Alaris Pump Module | 17021108 | Infusion Pumps, Multitherapy
A61297 | BD | Alaris PCA Module | 16991913 | Infusion Pumps, Analgesic, Patient-Controlled
A63229 | BD | Alaris Pump Module | 17021155 | Infusion Pumps, Multitherapy
A63564 | BD | Alaris Pump Module | 17007618 | Infusion Pumps, Multitherapy
A63272 | BD | Alaris Pump Module | 17021491 | Infusion Pumps, Multitherapy
A62176 | BD | Alaris PC | 16872961 | Controllers, Infusion Pump Systems, Programmable
A62533 | BD | Alaris Pump Module | 16995513 | Infusion Pumps, Multitherapy
A62450 | BD | Alaris Pump Module | 17034906 | Infusion Pumps, Multitherapy
A62359 | BD | Alaris Pump Module | 17001493 | Infusion Pumps, Multitherapy
A61780 | BD | Alaris Pump Module | 17032659 | Infusion Pumps, Multitherapy
A61932 | BD | Alaris Pump Module | 17032598 | Infusion Pumps, Multitherapy
A62502 | BD | Alaris Pump Module | 17035028 | Infusion Pumps, Multitherapy
| Currie Medical Specialties Inc. | Alternating Leg Pressure (ALP) with ALP 501 | 36715 | Circulatory Assist Units, Peripheral Compression, Intermittent
A63200 | BD | Alaris Pump Module | 17022071 | Infusion Pumps, Multitherapy
A63214 | BD | Alaris Pump Module | 17021962 | Infusion Pumps, Multitherapy
B12435 | Aerogen, Inc. | Aerogen Pro-X | AP-2018559 | Nebulizers
A63286 | BD | Alaris Pump Module | 17017793 | Infusion Pumps, Multitherapy
B11389 | Ohio Medical Corporation | Intermittent/Continuous Vacuum Regulator | JGGL04655 | Regulators, Suction
| Currie Medical Specialties Inc. | Alternating Leg Pressure (ALP) with ALP 501 | 35225 | Circulatory Assist Units, Peripheral Compression, Intermittent
A62591 | BD | Alaris Pump Module | 17033579 | Infusion Pumps, Multitherapy
A63439 | BD | Alaris Pump Module | 17007045 | Infusion Pumps, Multitherapy
A63161 | BD | Alaris Pump Module | 17016274 | Infusion Pumps, Multitherapy
A63449 | BD | Alaris Pump Module | 17036077 | Infusion Pumps, Multitherapy
A63586 | BD | Alaris Pump Module | 17032625 | Infusion Pumps, Multitherapy
A62270 | BD | Alaris PC | 16897822 | Controllers, Infusion Pump Systems, Programmable
A62477 | BD | Alaris Pump Module | 17033990 | Infusion Pumps, Multitherapy
A61187 | BD | Alaris PC | 16891966 | Controllers, Infusion Pump Systems, Programmable
A61169 | BD | Alaris PC | 17016525 | Controllers, Infusion Pump Systems, Programmable
A63902 | BD | Alaris Pump Module | 17033733 | Infusion Pumps, Multitherapy
A61588 | BD | Alaris Pump Module | 17033434 | Infusion Pumps, Multitherapy
A61877 | BD | Alaris PC | 17002425 | Controllers, Infusion Pump Systems, Programmable
A62077 | BD | Alaris Pump Module | 17034040 | Infusion Pumps, Multitherapy
A63026 | BD | Alaris PC | 16796153 | Controllers, Infusion Pump Systems, Programmable
A62243 | BD | Alaris PC | 16942453 | Controllers, Infusion Pump Systems, Programmable
A63735 | BD | Alaris PC | 17021738 | Controllers, Infusion Pump Systems, Programmable
A63237 | BD | Alaris Pump Module | 17020162 | Infusion Pumps, Multitherapy
A63130 | BD | Alaris Pump Module | 17015608 | Infusion Pumps, Multitherapy
A62032 | BD | Alaris Pump Module | 16998299 | Infusion Pumps, Multitherapy
| CARDINAL HEALTH | Kangaroo OMNI | 21KS24W0051545 | Infusion Pumps, Enteral Feeding
A61830 | BD | Alaris Pump Module | 17033639 | Infusion Pumps, Multitherapy
A63405 | BD | Alaris Pump Module | 17035486 | Infusion Pumps, Multitherapy
A63988 | BD | Alaris PC | 17028830 | Controllers, Infusion Pump Systems, Programmable
A63307 | BD | Alaris Pump Module | 17022772 | Infusion Pumps, Multitherapy
A63783 | BD | Alaris Pump Module | 17003661 | Infusion Pumps, Multitherapy
A63366 | BD | Alaris Pump Module | 17008452 | Infusion Pumps, Multitherapy
A62183 | BD | Alaris PC | 16951918 | Controllers, Infusion Pump Systems, Programmable
A62223 | BD | Alaris PC | 17015362 | Controllers, Infusion Pump Systems, Programmable
A63235 | BD | Alaris Pump Module | 17021099 | Infusion Pumps, Multitherapy
A62544 | BD | Alaris Pump Module | 17034171 | Infusion Pumps, Multitherapy
A61590 | BD | Alaris Pump Module | 17031992 | Infusion Pumps, Multitherapy
| Currie Medical Specialties Inc. | Alternating Leg Pressure (ALP) with ALP 501 | 22322 | Circulatory Assist Units, Peripheral Compression, Intermittent
A63204 | BD | Alaris Pump Module | 17022149 | Infusion Pumps, Multitherapy
A63305 | BD | Alaris Pump Module | 17005624 | Infusion Pumps, Multitherapy
A63713 | BD | Alaris PC | 17026329 | Controllers, Infusion Pump Systems, Programmable
A63670 | BD | Alaris Pump Module | 17034685 | Infusion Pumps, Multitherapy
A63394 | BD | Alaris Pump Module | 17008081 | Infusion Pumps, Multitherapy
A63273 | BD | Alaris Pump Module | 17008201 | Infusion Pumps, Multitherapy
A61435 | BD | Alaris PC | 17016738 | Controllers, Infusion Pump Systems, Programmable
A62474 | BD | Alaris Pump Module | 17033576 | Infusion Pumps, Multitherapy
A63517 | BD | Alaris PC | 17013897 | Controllers, Infusion Pump Systems, Programmable
A63496 | BD | Alaris PC | 17008868 | Controllers, Infusion Pump Systems, Programmable
A62277 | BD | Alaris PC | 16895660 | Controllers, Infusion Pump Systems, Programmable
| Currie Medical Specialties Inc. | Alternating Leg Pressure (ALP) with ALP 501 | 38702 | Circulatory Assist Units, Peripheral Compression, Intermittent
BN24462 | Currie Medical Specialties Inc. | Alternating Leg Pressure (ALP) with ALP 501 | 8433 | Circulatory Assist Units, Peripheral Compression, Intermittent
A62160 | BD | Alaris PC | 16942866 | Controllers, Infusion Pump Systems, Programmable
A61559 | BD | Alaris Pump Module | 17036079 | Infusion Pumps, Multitherapy
A62261 | BD | Alaris PC | 16940128 | Controllers, Infusion Pump Systems, Programmable
A62557 | BD | Alaris Pump Module | 17035976 | Infusion Pumps, Multitherapy
A62644 | BD | Alaris Pump Module | 16999338 | Infusion Pumps, Multitherapy
A63037 | BD | Alaris PC | 17026562 | Controllers, Infusion Pump Systems, Programmable
A61835 | BD | Alaris Pump Module | 17032628 | Infusion Pumps, Multitherapy
155362 | Currie Medical Specialties Inc. | Alternating Leg Pressure (ALP) with ALP 501 | 2502 | Circulatory Assist Units, Peripheral Compression, Intermittent
A63416 | BD | Alaris Pump Module | 17008317 | Infusion Pumps, Multitherapy
A61749 | BD | Alaris Pump Module | 17034169 | Infusion Pumps, Multitherapy
426794 | BD | Alaris PC | 17027399 | Controllers, Infusion Pump Systems, Programmable
A61235 | BD | Alaris PC | 16892755 | Controllers, Infusion Pump Systems, Programmable
BS18705 | Currie Medical Specialties Inc. | Alternating Leg Pressure (ALP) with ALP 501 | 4994 | Circulatory Assist Units, Peripheral Compression, Intermittent
A62653 | BD | Alaris Pump Module | 17031940 | Infusion Pumps, Multitherapy
BN24734 | Currie Medical Specialties Inc. | Alternating Leg Pressure (ALP) with ALP 501 | 26715 | Circulatory Assist Units, Peripheral Compression, Intermittent
| CARDINAL HEALTH | Kangaroo OMNI | 21KS24W0050636 | Infusion Pumps, Enteral Feeding
A62455 | BD | Alaris Pump Module | 17034045 | Infusion Pumps, Multitherapy
A61540 | BD | Alaris Pump Module | 17035361 | Infusion Pumps, Multitherapy
A62275 | BD | Alaris PC | 16898241 | Controllers, Infusion Pump Systems, Programmable
A61552 | BD | Alaris Pump Module | 17028121 | Infusion Pumps, Multitherapy
A63938 | BD | Alaris Pump Module | 17034130 | Infusion Pumps, Multitherapy
A63457 | BD | Medley Syringe Module | 17028852 | Infusion Pumps, Multitherapy
A63004 | BD | Alaris PC | 16891061 | Controllers, Infusion Pump Systems, Programmable
B41242 | 3M Health Care | V.A.C. ULTA | GAAC12693 | Wound Therapy Systems, Negative-Pressure
A63150 | BD | Alaris Pump Module | 17022274 | Infusion Pumps, Multitherapy
A61413 | BD | Alaris PCA Module | 16992027 | Infusion Pumps, Analgesic, Patient-Controlled
A61638 | BD | Alaris PC | 17028460 | Controllers, Infusion Pump Systems, Programmable
A61109 | BD | Alaris PC | 17017598 | Controllers, Infusion Pump Systems, Programmable
A61364 | BD | Medley Syringe Module | 17026838 | Infusion Pumps, Multitherapy
A63527 | BD | Alaris Pump Module | 17034937 | Infusion Pumps, Multitherapy
A63277 | BD | Alaris Pump Module | 17022348 | Infusion Pumps, Multitherapy
A63398 | BD | Alaris Pump Module | 17008376 | Infusion Pumps, Multitherapy
A61518 | BD | Medley Syringe Module | 17082963 | Infusion Pumps, Multitherapy
A63612 | BD | Alaris Pump Module | 17034730 | Infusion Pumps, Multitherapy
A63831 | BD | Alaris Pump Module | 17034851 | Infusion Pumps, Multitherapy
A61270 | BD | Alaris PC | 16892867 | Controllers, Infusion Pump Systems, Programmable
A59705 | Cincinnati Sub-Zero Products Inc | Blanketrol III | 254-3-19655 | Warming/Cooling Units, Patient, Circulating-Liquid
A61313 | BD | Medley Syringe Module | 17022911 | Infusion Pumps, Multitherapy
A63358 | BD | Alaris Pump Module | 17007108 | Infusion Pumps, Multitherapy
A63852 | BD | Alaris Pump Module | 17034632 | Infusion Pumps, Multitherapy
A61450 | BD | Alaris PC | 16893769 | Controllers, Infusion Pump Systems, Programmable
A63884 | BD | Alaris PC | 17033703 | Controllers, Infusion Pump Systems, Programmable
A61336 | BD | Medley Syringe Module | 17023629 | Infusion Pumps, Multitherapy
A61351 | BD | Medley Syringe Module | 17025092 | Infusion Pumps, Multitherapy
A63790 | BD | Alaris Pump Module | 17033643 | Infusion Pumps, Multitherapy
A61973 | BD | Alaris PC | 17016367 | Controllers, Infusion Pump Systems, Programmable
A61367 | BD | Medley Syringe Module | 17025874 | Infusion Pumps, Multitherapy
A63528 | BD | Alaris Pump Module | 17034517 | Infusion Pumps, Multitherapy
A63500 | BD | Alaris PC | 17023623 | Controllers, Infusion Pump Systems, Programmable
A63066 | BD | Alaris PC | 17016385 | Controllers, Infusion Pump Systems, Programmable
| Currie Medical Specialties Inc. | Alternating Leg Pressure (ALP) with ALP 501 | 13162 | Circulatory Assist Units, Peripheral Compression, Intermittent
A61366 | BD | Medley Syringe Module | 17027801 | Infusion Pumps, Multitherapy
A61119 | BD | Alaris PC | 17018007 | Controllers, Infusion Pump Systems, Programmable
A62000 | BD | Medley Syringe Module | 17027304 | Infusion Pumps, Multitherapy
A61362 | BD | Medley Syringe Module | 17025773 | Infusion Pumps, Multitherapy
A62558 | BD | Alaris Pump Module | 17034001 | Infusion Pumps, Multitherapy
BN25952 | Currie Medical Specialties Inc. | Alternating Leg Pressure (ALP) with ALP 501 | 2539 | Circulatory Assist Units, Peripheral Compression, Intermittent
A63520 | BD | Alaris PCA Module | 16992298 | Infusion Pumps, Analgesic, Patient-Controlled
A61343 | BD | Medley Syringe Module | 17025608 | Infusion Pumps, Multitherapy
A61055 | BD | Alaris PC | 17015704 | Controllers, Infusion Pump Systems, Programmable
A63974 | BD | Alaris Pump Module | 17006590 | Infusion Pumps, Multitherapy
A61317 | BD | Medley Syringe Module | 17026625 | Infusion Pumps, Multitherapy
A61448 | BD | Alaris PC | 17036581 | Controllers, Infusion Pump Systems, Programmable
A61700 | BD | Alaris Pump Module | 17032042 | Infusion Pumps, Multitherapy
BS-23851 | Currie Medical Specialties Inc. | Alternating Leg Pressure (ALP) with ALP 501 | 219885 | Circulatory Assist Units, Peripheral Compression, Intermittent
A61551 | BD | Alaris PC | 17023451 | Controllers, Infusion Pump Systems, Programmable
A62056 | BD | Alaris Pump Module | 16996784 | Infusion Pumps, Multitherapy
A63911 | BD | Alaris Pump Module | 17033830 | Infusion Pumps, Multitherapy
A61361 | BD | Medley Syringe Module | 17025864 | Infusion Pumps, Multitherapy
A61179 | BD | Alaris PC | 17016480 | Controllers, Infusion Pump Systems, Programmable
A61754 | BD | Alaris Pump Module | 17033917 | Infusion Pumps, Multitherapy
A61820 | BD | Alaris PC | 17020881 | Controllers, Infusion Pump Systems, Programmable
A61252 | BD | Alaris PC | 16892822 | Controllers, Infusion Pump Systems, Programmable
A63355 | BD | Alaris Pump Module | 17005893 | Infusion Pumps, Multitherapy
A61896 | BD | Alaris Pump Module | 17032193 | Infusion Pumps, Multitherapy
A61487 | BD | Alaris PC | 17026648 | Controllers, Infusion Pump Systems, Programmable
A61348 | BD | Medley Syringe Module | 17028011 | Infusion Pumps, Multitherapy
A61356 | BD | Medley Syringe Module | 17024655 | Infusion Pumps, Multitherapy
A61900 | BD | Alaris Pump Module | 17034543 | Infusion Pumps, Multitherapy
A62044 | BD | Alaris Pump Module | 17033450 | Infusion Pumps, Multitherapy
A61597 | BD | Alaris Pump Module | 17028162 | Infusion Pumps, Multitherapy
| Currie Medical Specialties Inc. | Alternating Leg Pressure (ALP) with ALP 501 | 21570 | Circulatory Assist Units, Peripheral Compression, Intermittent
155379 | Currie Medical Specialties Inc. | Alternating Leg Pressure (ALP) with ALP 501 | 7663 | Circulatory Assist Units, Peripheral Compression, Intermittent
A63621 | BD | Alaris Pump Module | 17034924 | Infusion Pumps, Multitherapy
| Currie Medical Specialties Inc. | Alternating Leg Pressure (ALP) with ALP 501 | 17638 | Circulatory Assist Units, Peripheral Compression, Intermittent
A63522 | BD | Medley Syringe Module | 17034776 | Infusion Pumps, Multitherapy
A63228 | BD | Alaris Pump Module | 17020810 | Infusion Pumps, Multitherapy
A61546 | BD | Alaris Pump Module | 17036043 | Infusion Pumps, Multitherapy
A61705 | BD | Alaris Pump Module | 17031634 | Infusion Pumps, Multitherapy
BS21994 | Currie Medical Specialties Inc. | Alternating Leg Pressure (ALP) with ALP 501 | 5475 | Circulatory Assist Units, Peripheral Compression, Intermittent
BN25695 | Currie Medical Specialties Inc. | Alternating Leg Pressure (ALP) with ALP 501 | 39800 | Circulatory Assist Units, Peripheral Compression, Intermittent
| Currie Medical Specialties Inc. | Alternating Leg Pressure (ALP) with ALP 501 | 35912 | Circulatory Assist Units, Peripheral Compression, Intermittent
| Currie Medical Specialties Inc. | Alternating Leg Pressure (ALP) with ALP 501 | 17110 | Circulatory Assist Units, Peripheral Compression, Intermittent
A61368 | BD | Medley Syringe Module | 17027981 | Infusion Pumps, Multitherapy
A62244 | BD | Alaris PC | 16957005 | Controllers, Infusion Pump Systems, Programmable
| Currie Medical Specialties Inc. | Alternating Leg Pressure (ALP) with ALP 501 | 10624 | Circulatory Assist Units, Peripheral Compression, Intermittent
A61315 | BD | Medley Syringe Module | 17023023 | Infusion Pumps, Multitherapy
A62070 | BD | Alaris Pump Module | 17033758 | Infusion Pumps, Multitherapy
A62178 | BD | Alaris PC | 16948313 | Controllers, Infusion Pump Systems, Programmable
A63626 | BD | Alaris Pump Module | 17034887 | Infusion Pumps, Multitherapy
A61128 | BD | Alaris PC | 17027943 | Controllers, Infusion Pump Systems, Programmable
A61432 | BD | Alaris PC | 17017979 | Controllers, Infusion Pump Systems, Programmable
A62447 | BD | Alaris Pump Module | 17033676 | Infusion Pumps, Multitherapy
| CARDINAL HEALTH | Kangaroo OMNI | 21KS24W0050400 | Infusion Pumps, Enteral Feeding
BN24428 | Currie Medical Specialties Inc. | Alternating Leg Pressure (ALP) with ALP 501 | 17818 | Circulatory Assist Units, Peripheral Compression, Intermittent
A61322 | BD | Alaris PC | 17025067 | Controllers, Infusion Pump Systems, Programmable
A61952 | BD | Alaris Pump Module | 17031870 | Infusion Pumps, Multitherapy
| CARDINAL HEALTH | Kangaroo OMNI | 21KS24W0050928 | Infusion Pumps, Enteral Feeding
A63455 | BD | Medley Syringe Module | 17017631 | Infusion Pumps, Multitherapy
A61118 | BD | Alaris PC | 17017778 | Controllers, Infusion Pump Systems, Programmable
A63920 | BD | Alaris Pump Module | 17036937 | Infusion Pumps, Multitherapy
A61177 | BD | Alaris PC | 17017907 | Controllers, Infusion Pump Systems, Programmable
A61908 | BD | Alaris Pump Module | 17032666 | Infusion Pumps, Multitherapy
A63076 | BD | Alaris Pump Module | 17008055 | Infusion Pumps, Multitherapy
A61329 | BD | Medley Syringe Module | 17025609 | Infusion Pumps, Multitherapy
A61334 | BD | Medley Syringe Module | 17028412 | Infusion Pumps, Multitherapy
A62440 | BD | Alaris Pump Module | 16997131 | Infusion Pumps, Multitherapy
A63828 | BD | Alaris Pump Module | 17035475 | Infusion Pumps, Multitherapy
A63070 | BD | Alaris PC | 16890336 | Controllers, Infusion Pump Systems, Programmable
BN25599 | Currie Medical Specialties Inc. | Alternating Leg Pressure (ALP) with ALP 501 | 39789 | Circulatory Assist Units, Peripheral Compression, Intermittent
A61850 | BD | Alaris Pump Module | 17034092 | Infusion Pumps, Multitherapy
A63194 | BD | Alaris Pump Module | 17020462 | Infusion Pumps, Multitherapy
A62476 | BD | Alaris Pump Module | 17035995 | Infusion Pumps, Multitherapy
A63968 | BD | Alaris PC | 17012277 | Controllers, Infusion Pump Systems, Programmable
A61043 | BD | Alaris PC | 16891119 | Controllers, Infusion Pump Systems, Programmable
A63460 | BD | Medley Syringe Module | 17031782 | Infusion Pumps, Multitherapy
B38027 | Currie Medical Specialties Inc. | Alternating Leg Pressure (ALP) with ALP 501 | 2111926 | Circulatory Assist Units, Peripheral Compression, Intermittent
A61416 | BD | Alaris PCA Module | 16981294 | Infusion Pumps, Analgesic, Patient-Controlled
A62606 | BD | Alaris Pump Module | 17032947 | Infusion Pumps, Multitherapy
A63848 | BD | Alaris Pump Module | 17034668 | Infusion Pumps, Multitherapy
A63213 | BD | Alaris Pump Module | 17021164 | Infusion Pumps, Multitherapy
A63585 | BD | Alaris Pump Module | 17032672 | Infusion Pumps, Multitherapy
BN22425 | Currie Medical Specialties Inc. | Alternating Leg Pressure (ALP) with ALP 501 | 22313 | Circulatory Assist Units, Peripheral Compression, Intermittent
A61696 | BD | Alaris Pump Module | 17031885 | Infusion Pumps, Multitherapy
A62240 | BD | Alaris PC | 16947100 | Controllers, Infusion Pump Systems, Programmable
A62346 | BD | Alaris Pump Module | 17000100 | Infusion Pumps, Multitherapy
A61171 | BD | Alaris PC | 17017300 | Controllers, Infusion Pump Systems, Programmable
A61131 | BD | Alaris PC | 17023738 | Controllers, Infusion Pump Systems, Programmable
A61894 | BD | Alaris Pump Module | 17032305 | Infusion Pumps, Multitherapy
A63775 | BD | Alaris PC | 16702337 | Controllers, Infusion Pump Systems, Programmable
A62011 | BD | Alaris Pump Module | 17033980 | Infusion Pumps, Multitherapy
BS18904 | Currie Medical Specialties Inc. | Alternating Leg Pressure (ALP) with ALP 501 | 3722 | Circulatory Assist Units, Peripheral Compression, Intermittent
A63547 | BD | Alaris Pump Module | 17034754 | Infusion Pumps, Multitherapy
A61330 | BD | Medley Syringe Module | 17023615 | Infusion Pumps, Multitherapy
A63535 | BD | Alaris Pump Module | 17035027 | Infusion Pumps, Multitherapy
A62607 | BD | Alaris Pump Module | 16994729 | Infusion Pumps, Multitherapy
A61102 | BD | Alaris PC | 17027351 | Controllers, Infusion Pump Systems, Programmable
A63139 | BD | Alaris Pump Module | 17006522 | Infusion Pumps, Multitherapy
A61474 | BD | Alaris PC | 17028454 | Controllers, Infusion Pump Systems, Programmable
A61926 | BD | Alaris PC | 17021393 | Controllers, Infusion Pump Systems, Programmable
A63673 | BD | Alaris Pump Module | 17035284 | Infusion Pumps, Multitherapy
A62656 | BD | Alaris Pump Module | 17033913 | Infusion Pumps, Multitherapy
| BD | Alaris Pump Module | 17035134 | Infusion Pumps, Multitherapy
A63344 | BD | Alaris Pump Module | 17007717 | Infusion Pumps, Multitherapy
A61842 | BD | Alaris Pump Module | 17033790 | Infusion Pumps, Multitherapy
A62063 | BD | Alaris Pump Module | 16994924 | Infusion Pumps, Multitherapy
A63508 | BD | Alaris PC | 17008928 | Controllers, Infusion Pump Systems, Programmable
A61011 | BD | Alaris PC | 16785980 | Controllers, Infusion Pump Systems, Programmable
| Currie Medical Specialties Inc. | Alternating Leg Pressure (ALP) with ALP 501 | 40157 | Circulatory Assist Units, Peripheral Compression, Intermittent
A63091 | BD | Alaris PC | 16890575 | Controllers, Infusion Pump Systems, Programmable
A62621 | BD | Alaris Pump Module | 17034401 | Infusion Pumps, Multitherapy
A61968 | BD | Alaris Pump Module | 17032065 | Infusion Pumps, Multitherapy
A61371 | BD | Alaris PC | 17028455 | Controllers, Infusion Pump Systems, Programmable
A61476 | BD | Alaris PC | 17028190 | Controllers, Infusion Pump Systems, Programmable
A62171 | BD | Alaris PC | 16955528 | Controllers, Infusion Pump Systems, Programmable
BN25018 | Currie Medical Specialties Inc. | Alternating Leg Pressure (ALP) with ALP 501 | 4049 | Circulatory Assist Units, Peripheral Compression, Intermittent
BN24272 | Ohio Medical Corporation | Intermittent/Continuous Vacuum Regulator | JGGR13158 | Regulators, Suction
A61579 | BD | Alaris Pump Module | 17034121 | Infusion Pumps, Multitherapy
A61865 | BD | Alaris Pump Module | 17032429 | Infusion Pumps, Multitherapy
BN13013 | Currie Medical Specialties Inc. | Alternating Leg Pressure (ALP) with ALP 501 | 9679 | Circulatory Assist Units, Peripheral Compression, Intermittent
| Currie Medical Specialties Inc. | Alternating Leg Pressure (ALP) with ALP 501 | 24435 | Circulatory Assist Units, Peripheral Compression, Intermittent
A61253 | BD | Alaris PC | 16891117 | Controllers, Infusion Pump Systems, Programmable
A63078 | BD | Alaris PC | 17029089 | Controllers, Infusion Pump Systems, Programmable
A63450 | BD | Alaris Pump Module | 17022647 | Infusion Pumps, Multitherapy
A61722 | BD | Alaris Pump Module | 17033825 | Infusion Pumps, Multitherapy
A63742 | BD | Alaris PC | 17029473 | Controllers, Infusion Pump Systems, Programmable
A59697 | Cincinnati Sub-Zero Products Inc | Blanketrol III | 254-3-19719 | Warming/Cooling Units, Patient, Circulating-Liquid
A62483 | BD | Alaris Pump Module | 17034623 | Infusion Pumps, Multitherapy
A62283 | BD | Alaris PC | 16895673 | Controllers, Infusion Pump Systems, Programmable
A61088 | BD | Alaris PC | 17014609 | Controllers, Infusion Pump Systems, Programmable
A61782 | BD | Alaris Pump Module | 17030787 | Infusion Pumps, Multitherapy
A63261 | BD | Alaris Pump Module | 17020632 | Infusion Pumps, Multitherapy
A62590 | BD | Alaris Pump Module | 17028054 | Infusion Pumps, Multitherapy
A62036 | BD | Alaris Pump Module | 16995756 | Infusion Pumps, Multitherapy
Bn18766 | Precision Medical Inc | PM3300 | 154642 | Regulators, Suction
| Currie Medical Specialties Inc. | Alternating Leg Pressure (ALP) with ALP 501 | 13112 | Circulatory Assist Units, Peripheral Compression, Intermittent
| Currie Medical Specialties Inc. | Alternating Leg Pressure (ALP) with ALP 501 | 41965 | Circulatory Assist Units, Peripheral Compression, Intermittent
A62099 | BD | Alaris PC | 17012935 | Controllers, Infusion Pump Systems, Programmable
A63341 | BD | Alaris Pump Module | 17008159 | Infusion Pumps, Multitherapy
A63122 | BD | Alaris Pump Module | 17008656 | Infusion Pumps, Multitherapy
A61381 | BD | Alaris PC | 17009108 | Controllers, Infusion Pump Systems, Programmable
A63071 | BD | Alaris PC | 16891120 | Controllers, Infusion Pump Systems, Programmable
A62451 | BD | Alaris Pump Module | 17033540 | Infusion Pumps, Multitherapy
A63464 | BD | Alaris PCA Module | 16985931 | Infusion Pumps, Analgesic, Patient-Controlled
A61288 | BD | Alaris PCA Module | 16980910 | Infusion Pumps, Analgesic, Patient-Controlled
A63980 | BD | Alaris Pump Module | 17034377 | Infusion Pumps, Multitherapy
A62170 | BD | Alaris PC | 16955090 | Controllers, Infusion Pump Systems, Programmable
A61680 | BD | Alaris Pump Module | 17030052 | Infusion Pumps, Multitherapy
A61736 | BD | Alaris Pump Module | 17033896 | Infusion Pumps, Multitherapy
A59797 | BD | Alaris Pump Module | 17035112 | Infusion Pumps, Multitherapy
A63628 | BD | Alaris Pump Module | 17006887 | Infusion Pumps, Multitherapy
A62305 | BD | Alaris Pump Module | 16997078 | Infusion Pumps, Multitherapy
A62395 | BD | Alaris Pump Module | 17034310 | Infusion Pumps, Multitherapy
A61940 | BD | Alaris Pump Module | 17033554 | Infusion Pumps, Multitherapy
A61543 | BD | Alaris Pump Module | 17035237 | Infusion Pumps, Multitherapy
A62211 | BD | Alaris PC | 17013831 | Controllers, Infusion Pump Systems, Programmable
A63746 | BD | Alaris PC | 17027347 | Controllers, Infusion Pump Systems, Programmable
| CARDINAL HEALTH | Kangaroo OMNI | 21KS24W0051057 | Infusion Pumps, Enteral Feeding
A62082 | BD | Alaris PC | 17012934 | Controllers, Infusion Pump Systems, Programmable
A61430 | BD | Alaris PC | 17017779 | Controllers, Infusion Pump Systems, Programmable
A62109 | BD | Alaris PC | 16897828 | Controllers, Infusion Pump Systems, Programmable
| Currie Medical Specialties Inc. | Alternating Leg Pressure (ALP) with ALP 501 | 17638 | Circulatory Assist Units, Peripheral Compression, Intermittent
A61053 | BD | Alaris PC | 16891790 | Controllers, Infusion Pump Systems, Programmable
A61241 | BD | Alaris PC | 16891992 | Controllers, Infusion Pump Systems, Programmable
A63378 | BD | Alaris Pump Module | 17007868 | Infusion Pumps, Multitherapy
A61017 | BD | Alaris PC | 16893256 | Controllers, Infusion Pump Systems, Programmable
A62293 | BD | Alaris Pump Module | 17033918 | Infusion Pumps, Multitherapy
A61901 | BD | Alaris Pump Module | 17032737 | Infusion Pumps, Multitherapy
1610959 | Currie Medical Specialties Inc. | Alternating Leg Pressure (ALP) with ALP 501 | 39779 | Circulatory Assist Units, Peripheral Compression, Intermittent
A62299 | BD | Alaris Pump Module | 17000869 | Infusion Pumps, Multitherapy
A62189 | BD | Alaris PC | 16897260 | Controllers, Infusion Pump Systems, Programmable
A63760 | BD | Alaris PC | 17027758 | Controllers, Infusion Pump Systems, Programmable
A63587 | BD | Alaris Pump Module | 17035189 | Infusion Pumps, Multitherapy
BN25714 | Currie Medical Specialties Inc. | Alternating Leg Pressure (ALP) with ALP 501 | 39796 | Circulatory Assist Units, Peripheral Compression, Intermittent
A61759 | BD | Alaris Pump Module | 17031862 | Infusion Pumps, Multitherapy
A61726 | BD | Alaris Pump Module | 17033847 | Infusion Pumps, Multitherapy
a61575 | BD | Alaris Pump Module | 17034388 | Infusion Pumps, Multitherapy
A62461 | BD | Alaris Pump Module | 17033879 | Infusion Pumps, Multitherapy
A62508 | BD | Alaris Pump Module | 17033664 | Infusion Pumps, Multitherapy
A61138 | BD | Alaris PC | 16803179 | Controllers, Infusion Pump Systems, Programmable
A63768 | BD | Alaris PC | 17028450 | Controllers, Infusion Pump Systems, Programmable
A61616 | BD | Alaris Pump Module | 16399484 | Infusion Pumps, Multitherapy
A63526 | BD | Alaris Pump Module | 17036430 | Infusion Pumps, Multitherapy
A63438 | BD | Alaris Pump Module | 17007850 | Infusion Pumps, Multitherapy
A53317 | BD | Alaris EtCO2 Module | 18401431 | Infusion Pumps Modules, Exhaled Carbon Dioxide
A63744 | BD | Alaris PC | 17023526 | Controllers, Infusion Pump Systems, Programmable
A63227 | BD | Alaris Pump Module | 17012599 | Infusion Pumps, Multitherapy
A62172 | BD | Alaris PC | 16953978 | Controllers, Infusion Pump Systems, Programmable
A63488 | BD | Alaris Pump Module | 17033501 | Infusion Pumps, Multitherapy
A63604 | BD | Alaris Pump Module | 17031851 | Infusion Pumps, Multitherapy
| Currie Medical Specialties Inc. | Alternating Leg Pressure (ALP) with ALP 501 | 30055 | Circulatory Assist Units, Peripheral Compression, Intermittent
| CARDINAL HEALTH | Kangaroo OMNI | 21KS24W0051541 | Infusion Pumps, Enteral Feeding
| Currie Medical Specialties Inc. | Alternating Leg Pressure (ALP) with ALP 501 | 42060 | Circulatory Assist Units, Peripheral Compression, Intermittent
BN13225 | Currie Medical Specialties Inc. | Alternating Leg Pressure (ALP) with ALP 501 | 11439 | Circulatory Assist Units, Peripheral Compression, Intermittent
A63001 | BD | Alaris PC | 16891870 | Controllers, Infusion Pump Systems, Programmable
A61078 | BD | Alaris PC | 17013842 | Controllers, Infusion Pump Systems, Programmable
| Currie Medical Specialties Inc. | Alternating Leg Pressure (ALP) with ALP 501 | 36233 | Circulatory Assist Units, Peripheral Compression, Intermittent
A61004 | BD | Alaris PC | 16892731 | Controllers, Infusion Pump Systems, Programmable
| Currie Medical Specialties Inc. | Alternating Leg Pressure (ALP) with ALP 501 | 22290 | Circulatory Assist Units, Peripheral Compression, Intermittent
A61468 | BD | Alaris PC | 17026711 | Controllers, Infusion Pump Systems, Programmable
A63339 | BD | Alaris Pump Module | 17007621 | Infusion Pumps, Multitherapy
A61069 | BD | Alaris PC | 17016434 | Controllers, Infusion Pump Systems, Programmable
A61760 | BD | Alaris Pump Module | 17032336 | Infusion Pumps, Multitherapy
A63006 | BD | Alaris PC | 1688404 | Controllers, Infusion Pump Systems, Programmable
A61328 | BD | Alaris PC | 17028459 | Controllers, Infusion Pump Systems, Programmable
A62425 | BD | Alaris Pump Module | 16999909 | Infusion Pumps, Multitherapy
| Currie Medical Specialties Inc. | Alternating Leg Pressure (ALP) with ALP 501 | 37217 | Circulatory Assist Units, Peripheral Compression, Intermittent
BN18901 | Currie Medical Specialties Inc. | Alternating Leg Pressure (ALP) with ALP 501 | 4432 | Circulatory Assist Units, Peripheral Compression, Intermittent
BS18907 | Currie Medical Specialties Inc. | Alternating Leg Pressure (ALP) with ALP 501 | 14070 | Circulatory Assist Units, Peripheral Compression, Intermittent
A61346 | BD | Medley Syringe Module | 17022542 | Infusion Pumps, Multitherapy
A62177 | BD | Alaris PC | 16948322 | Controllers, Infusion Pump Systems, Programmable
B41471 | 3M Health Care | V.A.C. ULTA | GAAC12637 | Wound Therapy Systems, Negative-Pressure
A63310 | BD | Alaris Pump Module | 17006714 | Infusion Pumps, Multitherapy
A63236 | BD | Alaris Pump Module | 17022235 | Infusion Pumps, Multitherapy
A62229 | BD | Alaris PC | 17015260 | Controllers, Infusion Pump Systems, Programmable
A61987 | BD | Alaris PC | 17008859 | Controllers, Infusion Pump Systems, Programmable
A62062 | BD | Alaris Pump Module | 16999791 | Infusion Pumps, Multitherapy
A63477 | BD | Alaris PCA Module | 16991852 | Infusion Pumps, Analgesic, Patient-Controlled
A61355 | BD | Medley Syringe Module | 17024464 | Infusion Pumps, Multitherapy
A61478 | BD | Alaris PC | 17028186 | Controllers, Infusion Pump Systems, Programmable
A63195 | BD | Alaris Pump Module | 17012959 | Infusion Pumps, Multitherapy
A61047 | BD | Alaris PC | 16892877 | Controllers, Infusion Pump Systems, Programmable
BN24444 | Currie Medical Specialties Inc. | Alternating Leg Pressure (ALP) with ALP 501 | 8368 | Circulatory Assist Units, Peripheral Compression, Intermittent
A61801 | BD | Alaris Pump Module | 17031508 | Infusion Pumps, Multitherapy
A63919 | BD | Alaris Pump Module | 17030798 | Infusion Pumps, Multitherapy
A62150 | BD | Alaris PC | 16896576 | Controllers, Infusion Pump Systems, Programmable
A61433 | BD | Alaris PC | 17008931 | Controllers, Infusion Pump Systems, Programmable
A63466 | BD | Alaris PCA Module | 16991986 | Infusion Pumps, Analgesic, Patient-Controlled
A63750 | BD | Alaris PC | 17016220 | Controllers, Infusion Pump Systems, Programmable
A61969 | BD | Alaris PC | 17020234 | Controllers, Infusion Pump Systems, Programmable
A62368 | BD | Alaris Pump Module | 17002045 | Infusion Pumps, Multitherapy
A62102 | BD | Alaris PC | 16897921 | Controllers, Infusion Pump Systems, Programmable
| CARDINAL HEALTH | Kangaroo OMNI | 21KS24W0051544 | Infusion Pumps, Enteral Feeding
A61105 | BD | Alaris PC | 17016560 | Controllers, Infusion Pump Systems, Programmable
| BD | Alaris Pump Module | 17037303 | Infusion Pumps, Multitherapy
A62161 | BD | Alaris PC | 16944454 | Controllers, Infusion Pump Systems, Programmable
A63653 | BD | Alaris Pump Module | 17036549 | Infusion Pumps, Multitherapy
A61394 | BD | Alaris PCA Module | 16992019 | Infusion Pumps, Analgesic, Patient-Controlled
A61439 | BD | Alaris PC | 17036535 | Controllers, Infusion Pump Systems, Programmable
A61003 | BD | Alaris PC | 1688844 | Controllers, Infusion Pump Systems, Programmable
A63241 | BD | Alaris Pump Module | 17020586 | Infusion Pumps, Multitherapy
BN27516 | Currie Medical Specialties Inc. | Alternating Leg Pressure (ALP) with ALP 501 | 4610 | Circulatory Assist Units, Peripheral Compression, Intermittent
A63481 | BD | Alaris PCA Module | 16991946 | Infusion Pumps, Analgesic, Patient-Controlled
A61504 | BD | Alaris PC | 17026023 | Controllers, Infusion Pump Systems, Programmable
B44186 | Currie Medical Specialties Inc. | Alternating Leg Pressure (ALP) with ALP 501 | 39781 | Circulatory Assist Units, Peripheral Compression, Intermittent
A63170 | BD | Alaris Pump Module | 17021649 | Infusion Pumps, Multitherapy
A61287 | BD | Alaris PCA Module | 16991842 | Infusion Pumps, Analgesic, Patient-Controlled
A63555 | BD | Alaris Pump Module | 17022650 | Infusion Pumps, Multitherapy
A61150 | BD | Alaris PC | 16801637 | Controllers, Infusion Pump Systems, Programmable
| Currie Medical Specialties Inc. | Alternating Leg Pressure (ALP) with ALP 501 | 21186 | Circulatory Assist Units, Peripheral Compression, Intermittent
A62260 | BD | Alaris PC | 16897911 | Controllers, Infusion Pump Systems, Programmable
a61522 | BD | Alaris Pump Module | 17032812 | Infusion Pumps, Multitherapy
| CARDINAL HEALTH | Kangaroo OMNI | 21KS24W0051591 | Infusion Pumps, Enteral Feeding
A61732 | BD | Alaris Pump Module | 17028893 | Infusion Pumps, Multitherapy
| Currie Medical Specialties Inc. | Alternating Leg Pressure (ALP) with ALP 501 | 32165 | Circulatory Assist Units, Peripheral Compression, Intermittent
B44431 | GE Healthcare | Unity Network ID | SPE17370021SA | Data Interface Units, Physiologic Monitor/Information System
A61074 | BD | Alaris PC | 17014269 | Controllers, Infusion Pump Systems, Programmable
A62521 | BD | Alaris Pump Module | 17033480 | Infusion Pumps, Multitherapy
| CARDINAL HEALTH | Kangaroo OMNI | 21KS24W0051069 | Infusion Pumps, Enteral Feeding
A61404 | BD | Alaris PCA Module | 17036472 | Infusion Pumps, Analgesic, Patient-Controlled
A61809 | BD | Alaris PC | 17020828 | Controllers, Infusion Pump Systems, Programmable
A63217 | BD | Alaris Pump Module | 17012815 | Infusion Pumps, Multitherapy
A62096 | BD | Alaris Pump Module | 16999188 | Infusion Pumps, Multitherapy
A62534 | BD | Alaris Pump Module | 17002066 | Infusion Pumps, Multitherapy
| CARDINAL HEALTH | Kangaroo OMNI | 21KS24W0050639 | Infusion Pumps, Enteral Feeding
A63743 | BD | Alaris PC | 17028815 | Controllers, Infusion Pump Systems, Programmable
A61828 | BD | Alaris Pump Module | 17032148 | Infusion Pumps, Multitherapy
| Currie Medical Specialties Inc. | Alternating Leg Pressure (ALP) with ALP 501 | 38971 | Circulatory Assist Units, Peripheral Compression, Intermittent
A62522 | BD | Alaris Pump Module | 17033449 | Infusion Pumps, Multitherapy
A63774 | BD | Alaris PC | 17028737 | Controllers, Infusion Pump Systems, Programmable
A62491 | BD | Alaris Pump Module | 16997707 | Infusion Pumps, Multitherapy
A61389 | BD | Alaris PC | 17027771 | Controllers, Infusion Pump Systems, Programmable
A63120 | BD | Alaris Pump Module | 17008530 | Infusion Pumps, Multitherapy
A61465 | BD | Alaris PC | 17025139 | Controllers, Infusion Pump Systems, Programmable
A62309 | BD | Alaris Pump Module | 17000105 | Infusion Pumps, Multitherapy
A62649 | BD | Alaris Pump Module | 17033909 | Infusion Pumps, Multitherapy
A61272 | BD | Alaris PC | 17027826 | Controllers, Infusion Pump Systems, Programmable
| Currie Medical Specialties Inc. | Alternating Leg Pressure (ALP) with ALP 501 | 38270 | Circulatory Assist Units, Peripheral Compression, Intermittent
A63178 | BD | Alaris Pump Module | 17021924 | Infusion Pumps, Multitherapy
| STERIS Corp | Amsco Century V-160H | 0303307-06 | Sterilizing Units, Steam
BS25249 | Sonic Systems, Inc. | 246C/HL | 17639 | Washers, Labware/Surgical Instrument, Ultrasonic
B30007 | STERIS Corp | VerifEye | VFE04052001006 | Image Processors, Video
A57403 | Medivators Reprocessing Systems | ENDODRY | CM05091 | Cabinets, Storage, Endoscope
| STERIS Corp | Acu-sInQ 2 | 8665725 | Dispensers, Detergent
BS25666/Main Washer 3 | Belimed Inc | WD 290 | 27329 | Washer/Decontamination Units
| Ingersoll-Rand | D12IN Refrigerated Air Dryer | 08M-031902 | Dryers, Medical-Air, Refrigerating
BS25665/ Main Washer 2 | Belimed Inc | WD 290 | 27330 | Washer/Decontamination Units
| STERIS Corp | Acu-sInQ 2 | 8665724 | Dispensers, Detergent
| STERIS Corp | Acu-sInQ 2 | 8665737 | Dispensers, Detergent
| McGan Technology | MM513 | 31059 | Testers, Electrosurgical Unit
| STERIS Corp | Amsco 400 Series | 031731904 | Sterilizing Units, Steam
| Belimed Inc | Triple Basin Processing Sink | 188301 | Sinks
| STERIS Corp | Amsco 400 Series 20S | 032482329 | Sterilizing Units, Steam
| Healthmark Industries | Cable Continuity Tester | A10450 | Testers, Electrical Safety
B30008 | STERIS Corp | VerifEye | VFE04052001004 | Image Processors, Video
BS25265 | STERIS Corp | Reliance Vision Single Chamber Washer/Disinfector | 3618919019 | Washer/Decontamination Units
A59693 | STERIS Corp | Acu-sInQ 2 | 015996 | Dispensers, Detergent
BS18850 | Stryker Instruments Div Stryker Corp | System 7 Battery Charger | 1535500473 | Battery Chargers
BS25667/ Main Washer 4 | Belimed Inc | WD 290 | 2005259 | Washer/Decontamination Units
| Healthmark Industries | Cable Continuity Tester | A10413 | Testers, Electrical Safety
BS31768 | Advanced Sterilization Products Div J&J | STERRAD NX ALLClear | 1047211692 | Sterilizing Units, Germicidal Gas, Gaseous Plasma
B41682 | Adam Equipment Inc. | LBX 30 | AE89Y2701 | Scales, Clinical, Laboratory
| Advanced Sterilization Products Div J&J | STERRAD 100NX | 5047230584 | Sterilizing Units, Germicidal Gas, Gaseous Plasma
| STERIS Corp | Celerity Incubator | CU24061804 | Incubators, Laboratory, Test Tube
A59251 | STERIS Corp | Amsco 400 Series 20S | 032482329 | Sterilizing Units, Steam
A59252 | STERIS Corp | Amsco 400 Series 20S | 032562305 | Sterilizing Units, Steam
BS18852 | Stryker Instruments Div Stryker Corp | System 7 Battery Charger | 1535500483 | Battery Chargers
B30010 | STERIS Corp | VerifEye | 176834 | Image Processors, Video
| Rennco, LLC | Lift Seal Heat Sealer 18 LS | 1123-181-11055 | Package Sealers
| STERIS Corp | Celerity Incubator | CU24061817 | Incubators, Laboratory, Test Tube
B14750 | Belimed Inc | UW 565 | 185541 | Washers, Labware/Surgical Instrument, Ultrasonic
B41683 | Adam Equipment Inc. | LBX 30 | AEA9Y2800 | Scales, Clinical, Laboratory
BS23436 | Cenorin, LLC | ThermaSure Model 330 | 331612 | Dryers, Medical Device
| STERIS Corp | Acu-sInQ 2 | 8665726 | Dispensers, Detergent
| STERIS Corp | Amsco 400 Series 20S | 32562305 | Sterilizing Units, Steam
A59757 | Advanced Sterilization Products Div J&J | STERRAD NX ALLClear | 5033256397 | Sterilizing Units, Germicidal Gas, Gaseous Plasma
| STERIS Corp | Celerity Incubator | UC25060311 | Incubators, Laboratory, Test Tube
A59758 | Advanced Sterilization Products Div J&J | STERRAD NX ALLClear | 5033256398 | Sterilizing Units, Germicidal Gas, Gaseous Plasma
| McGan Technology | MM513 | 31397 | Testers, Electrosurgical Unit
BS18851 | Stryker Instruments Div Stryker Corp | System 7 Battery Charger | 1535500453 | Battery Chargers
BS25293 | STERIS Corp | Amsco 400 Series | 031631902 | Sterilizing Units, Steam
B30005 | STERIS Corp | VerifEye | VFE04052001003 | Image Processors, Video
BS31766 | Advanced Sterilization Products Div J&J | STERRAD NX ALLClear | 1047211693 | Sterilizing Units, Germicidal Gas, Gaseous Plasma
BN22635 | Electro-Matic Products, Inc. | Neutrolator | 1112N061 | Demagnetizers, Surgical Instrument
BS25264 | STERIS Corp | Reliance Vision Single Chamber Washer/Disinfector | 3618919018 | Washer/Decontamination Units
B30011 | STERIS Corp | VerifEye | 185540 | Image Processors, Video
B30009 | STERIS Corp | VerifEye | VFE04052001002 | Image Processors, Video
BS18853 | Stryker Instruments Div Stryker Corp | System 7 Battery Charger | 1535500443 | Battery Chargers
| Healthmark Industries | Cable Continuity Tester | A10421 | Testers, Electrical Safety
| Rennco, LLC | Lift Seal Heat Sealer 24 LS | 0925-241-1472 | Package Sealers
BS31769 | Advanced Sterilization Products Div J&J | STERRAD NX ALLClear | 1047211694 | Sterilizing Units, Germicidal Gas, Gaseous Plasma
| STERIS Corp | Amsco 400 Series | 031631902 | Sterilizing Units, Steam
BS18854 | Stryker Instruments Div Stryker Corp | System 7 Battery Charger | 1535500433 | Battery Chargers
| McGan Technology | MM513 | 31205 | Testers, Electrosurgical Unit
| STERIS Corp | AMSCO 7052HP | 3627524004A | Washer/Decontamination Units
| STERIS Corp | Amsco Century V-160H | 0301808-01 | Sterilizing Units, Steam
A57669 | STERIS Corp | Amsco 400 Series | 031002513 | Sterilizing Units, Steam
| STERIS Corp | AMSCO DRYING CABINET | 6759 | Dryers, Medical Device
| W & H | Assistina Twin | 06167 | Cleaning/Lubricating Units, Dental Handpiece
| Rennco, LLC | Lift Seal Heat Sealer 24 LS | 0925-241-1471 | Package Sealers
| STERIS Corp | Amsco Century V-160H | 0303708-01 | Sterilizing Units, Steam
BS25291/ Washer 4 | STERIS Corp | Reliance Vision Single Chamber Washer/Disinfector | 3619619005 | Washer/Decontamination Units
| W & H | Assistina Twin | 06019 | Cleaning/Lubricating Units, Dental Handpiece
BS25292 | STERIS Corp | Amsco 400 Series | 031731904 | Sterilizing Units, Steam
BS17300 / Steam Ster. #2 | STERIS Corp | Amsco Century V-160H | 0301808-01 | Sterilizing Units, Steam
BS25294 | STERIS Corp | Amsco 400 Series | 031761909 | Sterilizing Units, Steam
| STERIS Corp | Amsco 400 Series | 031761909 | Sterilizing Units, Steam
A57670 | STERIS Corp | Amsco 400 Series | 030972508 | Sterilizing Units, Steam
BS25262 | STERIS Corp | Reliance Vision Single Chamber Washer/Disinfector | 3617619016 | Washer/Decontamination Units
BS18855 | Stryker Instruments Div Stryker Corp | System 7 Battery Charger | 1535500423 | Battery Chargers
| McGan Technology | MM513 | 31061 | Testers, Electrosurgical Unit
A59534 | Rennco, LLC | Lift Seal Heat Sealer 18 LS | 0925-181-11870 | Package Sealers
A59533 | Rennco, LLC | Lift Seal Heat Sealer 24 LS | 0925-241-1475 | Package Sealers
BS25241 | Belimed Inc | Rack Transport System | 2005610 | Washer/Decontamination Units
BS31767 | Advanced Sterilization Products Div J&J | STERRAD 100NX | 1047211691 | Sterilizing Units, Germicidal Gas, Gaseous Plasma
code 0130 | STERIS Corp | Vision 1330L Cart Washer | 3618823001 | Washers, Large Equipment, Cart
BS25663/ Cart Washer Main | Belimed Inc | CS750 | 2005307 | Washers, Large Equipment, Cart
| STERIS Corp | Amsco Warming Cabinet | 0403724114 | Warming Units, Multipurpose
BN25275 | Heraeus Medical Inc. | Hanaulux Blue 30 | AR002885 | Lights, Surgical
A58024 | GE Medical Systems | Corometrics 259cx | SDL23110040PAS | Monitors, Physiologic, Fetal
B16838 | Huntleigh Healthcare | Dopplex D900 | 900LX18133122 | Detectors, Blood Flow, Ultrasonic
169753 | Ohio Medical Corporation | Intermittent/Continuous Vacuum Regulator | Gfhv02460 | Regulators, Suction
BN11966 | Welch Allyn Inc | 767 Wall Transformer | 174173 | Transformers, Constant Voltage
| Ohio Medical Corporation | Analog Continuous/Intermittent Vacuum Regulator | CIAC007876 | Regulators, Suction
BN21012 | Welch Allyn Inc | SureTemp Plus 692 | 08164406 | Thermometers, Electronic
BN21002 | Welch Allyn Inc | SureTemp Plus 692 | 8320518 | Thermometers, Electronic
BN25580 | STERIS Corp | Amsco DJ050124332 | 430113206 | Warming Units, Multipurpose
BS31558 | Stryker CORP SURGICAL DIV | Neptune 3 Ultra Rover | 2004103863 | Waste-Disposal Units, Liquid
193654 | Seca Corp | seca 852 | 8852273180025 | Scales, Clinical, Precision
Bn26248 | SpaceLabs Healthcare | Ultraview SL Command Module | 1496-116057 | Physiologic Monitor Modules, Multiparameter
BS32156 | Mindray | BeneVision N1 | AA3-01012351 | Monitoring Systems, Physiologic
163808 | GE Healthcare | CARESCAPE PDM Patient Data Module | (21)SPX23250167SA | Physiologic Monitor Modules, Multiparameter
BN11969 | Welch Allyn Inc | 767 Wall Transformer | 1619742 | Transformers, Constant Voltage
A59756 | Olympus America | ESG-410 | 106781 | Electrosurgical Units, Monopolar/Bipolar
| Detecto - A Division of Cardinal Scale Manufacturing Co. | MARINER WPS12 | WP00000250714645 | Scales, Clinical, Laboratory
BS33036 | Creche Innovations | RRU | CI-MC-RRU-20.330370180200027 | Carts, Treatment, Resuscitation
BS24430 | Seca Corp | seca 876 | 10000000251150 | Scales, Patient, Floor
BS23135 | GE Healthcare | Panda iRes Bedded Warmer | HDJV60929 | Warming Units, Patient, Radiant, Infant, Mobile
BS32906 | Mindray | BeneVision N1 | AA3-98009306 | Monitoring Systems, Physiologic
BS22211 | Siemens Healthcare | CLINITEK Status | 233677 | Analyzers, Laboratory, Urine, Semiautomated
| Welch Allyn Inc | SureTemp Plus 692 | 08322534 | Thermometers, Electronic
A58033 | GE Medical Systems | Corometrics 259cx | SDL23100027PAS | Monitors, Physiologic, Fetal
BN27390 | Ohio Medical Corporation | Push-To-Set Intermittent/Continuous Vacuum Regulator | GFFW15428 | Regulators, Suction
bn21014 | Welch Allyn Inc | SureTemp Plus 692 | 08320520 | Thermometers, Electronic
| Detecto - A Division of Cardinal Scale Manufacturing Co. | MARINER WPS12 | WP00000250714644 | Scales, Clinical, Laboratory
BN20215 | Welch Allyn Inc | SureTemp Plus 692 | 10120460 | Thermometers, Electronic
BN21011 | Welch Allyn Inc | SureTemp Plus 692 | 7428749 | Thermometers, Electronic
BN26136 | Welch Allyn Inc | Tycos 509 | 306162196 | Sphygmomanometers, Aneroid
| GE Healthcare | CARESCAPE CENTRAL STATION | STV23290074SA | Monitors, Physiologic, Central Station
| Heraeus Medical Inc. | Hanaulux Blue 30 | AR002887 | Lights, Surgical
| Bio-Med Devices Inc. | 2003 Series | BX2004626 | Compressed Gas Proportioners, Oxygen-Air
ATAG A53210 | GE Healthcare | Panda iRes Bedded Warmer | PBWC70436 | Warming Units, Patient, Radiant, Infant, Mobile
BN25437 | Stryker CORP SURGICAL DIV | Visum LED II | 13g007128 | Lights, Surgical
| Heraeus Medical Inc. | Hanaulux Blue 30 | AR102570 | Lights, Surgical
| Detecto - A Division of Cardinal Scale Manufacturing Co. | MARINER WPS12 | WP00000250714541 | Scales, Clinical, Laboratory
| Stryker CORP SURGICAL DIV | Neptune 3 Ultra Rover | 2004104243 | Waste-Disposal Units, Liquid
BS32907 | Mindray | BeneVision N1 | AA3-98009260 | Monitoring Systems, Physiologic
BS22117 | GE Healthcare | Panda iRes Bedded Warmer | HDJR50503 | Warming Units, Patient, Radiant, Infant, Mobile
| Bio-Med Devices Inc. | 2003 Series | B1202178 | Compressed Gas Proportioners, Oxygen-Air
| Bio-Med Devices Inc. | 2003 Series | BX2004895 | Compressed Gas Proportioners, Oxygen-Air
| Seca Corp | seca 852 | 8852211180205 | Scales, Clinical, Precision
| Stryker Corp Medical Div | 4K Surgical Display | SV83223B0762 | Monitors, Video
| Welch Allyn Inc | Green Series 600 | 901067 | Lights, Examination
BS18750 | GE Healthcare | Panda iRes Bedded Warmer | HDJU60865 | Warming Units, Patient, Radiant, Infant, Mobile
BN18392 | Welch Allyn Inc | 767 Wall Transformer | 174151 | Transformers, Constant Voltage
| Welch Allyn Inc | SureTemp Plus | 25088006 | Thermometers, Electronic
| Bio-Med Devices Inc. | 2003 Series | B1402520 | Compressed Gas Proportioners, Oxygen-Air
BN16996 | Welch Allyn Inc | SureTemp Plus 692 | 08322552 | Thermometers, Electronic
bs30045 | Seca Corp | seca 852 | 8852211180192 | Scales, Clinical, Precision
| Stryker Endoscopy Div Stryker Corp | PneumoClear | 2402CE0569 | Insufflators, Laparoscopic
BS32491 | Mindray | BeneVision N1 | AA3-9C011824 | Monitoring Systems, Physiologic
BN11968 | Welch Allyn Inc | 767 Wall Transformer | 1619750 | Transformers, Constant Voltage
| Detecto - A Division of Cardinal Scale Manufacturing Co. | MARINER WPS12 | WP00000250714626 | Scales, Clinical, Laboratory
BS17900 | SpaceLabs Healthcare | Ultraview SL2600 | 1370-203423 | Monitors, Physiologic, Patient Transport
BS29635 | CooperSurgical, Inc. | ClearTone | 2018120051 | Detectors, Fetal Heart, Ultrasonic
A26339 | Heraeus Medical Inc. | Hanaulux Blue 30 | AR012572 | Lights, Surgical
BN27384 | Welch Allyn Inc | SureTemp Plus 692 | 15240680 | Thermometers, Electronic
BN18388 | Welch Allyn Inc | 767 Wall Transformer | 185805 | Transformers, Constant Voltage
A58019 | GE Medical Systems | Corometrics 259cx | SDL23120023PAS | Monitors, Physiologic, Fetal
BN20213 | Welch Allyn Inc | SureTemp Plus 692 | 10162647 | Thermometers, Electronic
BS12447 | Natus Medical Inc | Elite 200 | ECV0159 | Detectors, Blood Flow, Ultrasonic
BN22771 | Ohio Medical Corporation | Intermittent Suction Unit | GFFG37384 | Regulators, Suction
BN16987 | Welch Allyn Inc | SureTemp Plus 692 | 8320519 | Thermometers, Electronic
A58017 | GE Medical Systems | Corometrics 259cx | SDL23120054PAS | Monitors, Physiologic, Fetal
A59133 | HOLOGIC INC | Aquilex Fluid Control System | 1704CE0539 | Irrigation/Distention Systems, Hysteroscopic
A57343 | Medtronic Inc | Situate Detection Console 200X | X23MEH | Sponge Detectors, Surgical, Radiofrequency
A58010 | GE Medical Systems | Corometrics 259cx | SDL23120015PAS | Monitors, Physiologic, Fetal
BS22116 | GE Healthcare | Panda iRes Bedded Warmer | HDJR50501 | Warming Units, Patient, Radiant, Infant, Mobile
A58015 | GE Medical Systems | Corometrics 259cx | SDL23120024PAS | Monitors, Physiologic, Fetal
| Natus Medical Inc | Elite 200 | ECT0391 | Detectors, Blood Flow, Ultrasonic
A58054 | Stryker Endoscopy Div Stryker Corp | L11 AIM | 23F580804 | Light Sources
| Detecto - A Division of Cardinal Scale Manufacturing Co. | MARINER WPS12 | WP00000250714345 | Scales, Clinical, Laboratory
B16839 | Huntleigh Healthcare | Dopplex D900 | 900LX18128322 | Detectors, Blood Flow, Ultrasonic
| Bio-Med Devices Inc. | 2003 Series | B1503263 | Compressed Gas Proportioners, Oxygen-Air
BN25436 | Stryker CORP SURGICAL DIV | Visum LED II | 1619715 | Lights, Surgical
| Bio-Med Devices Inc. | 2003 Series | B1502896 | Compressed Gas Proportioners, Oxygen-Air
BS32903 | Mindray | BeneVision N1 | AA3-98009324 | Monitoring Systems, Physiologic
BN26138 | Welch Allyn Inc | Tycos 509 | 80103080134 | Sphygmomanometers, Aneroid
BS18725 | Welch Allyn Inc | Tycos 509 | 80103080726 | Sphygmomanometers, Aneroid
BN27312 | Ohio Medical Corporation | Intermittent/Continuous Vacuum Regulator | GFFZ09209 | Regulators, Suction
A59253 | Stryker Endoscopy Div Stryker Corp | PneumoSure XL | 1501CE0697 | Insufflators, Laparoscopic
B28098 | Precision Medical Inc | PM3300 | 136374 | Regulators, Suction
| Seca Corp | seca 852 | 885236520 | Scales, Clinical, Precision
| Bio-Med Devices Inc. | 2003 Series | B1503166 | Compressed Gas Proportioners, Oxygen-Air
| Bio-Med Devices Inc. | 2003 Series | B1305465 | Compressed Gas Proportioners, Oxygen-Air
BS18724 | Welch Allyn Inc | Tycos 509 | 306170166 | Sphygmomanometers, Aneroid
| Bio-Med Devices Inc. | 2003 Series | BX2363032 | Compressed Gas Proportioners, Oxygen-Air
BS22339 | GE Healthcare | Panda iRes Bedded Warmer | HDJS52045 | Warming Units, Patient, Radiant, Infant, Mobile
A58036 | GE Medical Systems | Corometrics 259cx | SDL23100038PAS | Monitors, Physiologic, Fetal
B16878 | Natus Medical Inc | Elite 200 | ECW1071 | Detectors, Blood Flow, Ultrasonic
B12450 | AirClean Systems, Inc. | CleanShield Ultrasound Storage Cabinet | ACVR06-1964 | Cabinets, Storage, Endoscope
BS32499 | Mindray | BeneVision N1 | AA3-9809339 | Monitoring Systems, Physiologic
bs19279 | Lumenis | UltraPulse Encore | 306 | Lasers, Carbon Dioxide, Surgical/Dermatologic
BN16990 | Welch Allyn Inc | SureTemp Plus 692 | 8322563 | Thermometers, Electronic
| Health-O-Meter Inc | Mechanical Beam Scale | 188200 | Scales, Patient, Platform, Mechanical
| Bio-Med Devices Inc. | 2003 Series | BX1601572 | Compressed Gas Proportioners, Oxygen-Air
| Bio-Med Devices Inc. | 2003 Series | B1403315 | Compressed Gas Proportioners, Oxygen-Air
| Detecto - A Division of Cardinal Scale Manufacturing Co. | MARINER WPS12 | WP00000240612897 | Scales, Clinical, Laboratory
BN26247 | SpaceLabs Healthcare | Ultraview SL Command Module | 1496-116052 | Physiologic Monitor Modules, Multiparameter
BN-22773 | Ohio Medical Corporation | Intermittent/Continuous Vacuum Regulator | AHCM09419 | Regulators, Suction
BN29134 | Ohio Medical Corporation | Intermittent/Continuous Vacuum Regulator | VRA07539EP | Regulators, Suction
193577 | 3M Health Care | Ranger Model 245 | 058804 | Warming Units, Blood/Intravenous Solution
BS22566 | Welch Allyn Inc | Connex Vital Signs Monitor 6000 Series | 103000550113 | Monitors, Physiologic, Vital Signs
bs22567 | Welch Allyn Inc | Connex Vital Signs Monitor 6000 Series | 103000560113 | Monitors, Physiologic, Vital Signs
| 3M Health Care | Ranger Model 245 | 079440 | Warming Units, Blood/Intravenous Solution
BN27177 | Welch Allyn Inc | SureTemp Plus 692 | 9413843 | Thermometers, Electronic
BS18721 | Welch Allyn Inc | Tycos 509 | 80103080842 | Sphygmomanometers, Aneroid
BN21015 | Welch Allyn Inc | SureTemp Plus 692 | 7378509 | Thermometers, Electronic
BS22843 | GE Healthcare | Panda iRes Bedded Warmer | HDJT51144 | Warming Units, Patient, Radiant, Infant, Mobile
BS22505 | STERIS Corp | Amsco 3085 SP | 0425513018 | Tables, Operating
B12448 | Welch Allyn Inc | SureTemp Plus 692 | 21076668 | Thermometers, Electronic
BN18835 | Stryker CORP SURGICAL DIV | Visum LED | 204507-0020 | Lights, Surgical
BS23011 | STERIS Corp | Amsco 3085 SP | 400617092 | Tables, Operating
| Bio-Med Devices Inc. | 2003 Series | B1503117 | Compressed Gas Proportioners, Oxygen-Air
| Hill-Rom Services, Inc. | NURSE CALL CONSOLE | NURSE CALL L&D | Hospital Communication Systems, Nurse Call
BN22775 | Ohio Medical Corporation | Intermittent Suction Unit | GFEQ00146 | Regulators, Suction
| Detecto - A Division of Cardinal Scale Manufacturing Co. | MARINER WPS12 | WP00000250714343 | Scales, Clinical, Laboratory
| Welch Allyn Inc | Platinum Series DS58 | 210608071059 | Sphygmomanometers, Aneroid
A58013 | GE Medical Systems | Corometrics 259cx | SDL23120012PAS | Monitors, Physiologic, Fetal
BS18751 | GE Healthcare | Panda iRes Bedded Warmer | HDJU60864 | Warming Units, Patient, Radiant, Infant, Mobile
| Ohio Medical Corporation | Analog Continuous/Intermittent Vacuum Regulator | CIAD001140 | Regulators, Suction
BS31561 | Stryker Instruments Div Stryker Corp | Neptune 2 Docking Station | 2000823773 | Waste-Disposal Units, Liquid
| Stryker Endoscopy Div Stryker Corp | PneumoClear | 2402CE0567 | Insufflators, Laparoscopic
| Detecto - A Division of Cardinal Scale Manufacturing Co. | MARINER WPS12 | WP00000250714629 | Scales, Clinical, Laboratory
| Masimo Corp. | Rad-5v | N48857 | Oximeters, Pulse
A57404 | Medtronic Inc | Valleylab FT10 | T5D89708DX | Electrosurgical Units, Monopolar/Bipolar
BN18393 | Welch Allyn Inc | 767 Wall Transformer | 174157 | Transformers, Constant Voltage
| Bio-Med Devices Inc. | 2003 Series | B1503169 | Compressed Gas Proportioners, Oxygen-Air
BS18729 | Welch Allyn Inc | SureTemp Plus 690 | 8193091 | Thermometers, Electronic
BN26140 | Welch Allyn Inc | Tycos 509 | 306170126 | Sphygmomanometers, Aneroid
BS-19811 | Medtronic Inc | Nellcor OxiMax N-65 | G08832447 | Oximeters, Pulse
A58028 | GE Medical Systems | Corometrics 259cx | SDL23100047PAS | Monitors, Physiologic, Fetal
| Hillrom Co Inc. | Yellofins Apex Stirrups | 310001 | Heel Stirrups
BN22438 | Welch Allyn Inc | Tycos 509 | 80103081112 | Sphygmomanometers, Aneroid
B41496 | GE Healthcare | CARESCAPE PDM Patient Data Module | SPX20410426SA | Physiologic Monitor Modules, Multiparameter
BN21003 | Welch Allyn Inc | SureTemp Plus 692 | 8322577 | Thermometers, Electronic
BS18731 | Olympus America | Berkeley VC-10 | V07K031 | Aspirators, Uterine
BL17931 | Ohio Medical Corporation | Intermittent Suction Unit | GFFX03654 | Regulators, Suction
BN26307 | Health-O-Meter Inc | Digital Diaper Scale | 2220000898 | Scales, Clinical, Precision
A58032 | GE Medical Systems | Corometrics 259cx | SDL23100037PAS | Monitors, Physiologic, Fetal
| Welch Allyn Inc | SureTemp Plus | 25087968 | Thermometers, Electronic
BN18390 | Welch Allyn Inc | 767 Wall Transformer | 174142 | Transformers, Constant Voltage
| STERIS Corp | STERIS 4095 | 0433322094 | Tables, Operating
BS22115 | GE Healthcare | Panda iRes Bedded Warmer | HDJR50093 | Warming Units, Patient, Radiant, Infant, Mobile
| Ohio Medical Corporation | Analog Continuous/Intermittent Vacuum Regulator | CIAD001641 | Regulators, Suction
| Monica Healthcare | Monica Novii Wireless Patch System | TD1559 | Monitors, Physiologic, Fetal, Intrapartum, Bedside
BN18932 | STERIS Corp | Amsco Warming Cabinet | 429309055 | Warming Units, Multipurpose
BS22844 | GE Healthcare | Panda iRes Bedded Warmer | HDJT51534 | Warming Units, Patient, Radiant, Infant, Mobile
bs23012 | International Biomedical | Airborne 750i | A221M | Incubators, Infant, Transport
| Welch Allyn Inc | Platinum Series DS58 | SN210607071839 | Sphygmomanometers, Aneroid
BN11967 | Welch Allyn Inc | 767 Wall Transformer | 174165 | Transformers, Constant Voltage
BS17899 | SpaceLabs Healthcare | Ultraview SL2600 | 1370-203422 | Monitors, Physiologic, Patient Transport
bs33034 | Creche Innovations | RRU | ci-mc-rru-20.330370185100017 | Carts, Treatment, Resuscitation
| Detecto - A Division of Cardinal Scale Manufacturing Co. | MARINER WPS12 | WP00000231113166 | Scales, Clinical, Laboratory
BN21004 | Welch Allyn Inc | SureTemp Plus 692 | 8320522 | Thermometers, Electronic
BN16991 | Welch Allyn Inc | SureTemp Plus 692 | 8320528 | Thermometers, Electronic
BN21001 | Welch Allyn Inc | SureTemp Plus 692 | 8322538 | Thermometers, Electronic
BS22343 | GE Healthcare | Panda iRes Bedded Warmer | HDJS52041 | Warming Units, Patient, Radiant, Infant, Mobile
| Natus Medical Inc | Elite 200 | IECA0044 | Detectors, Blood Flow, Ultrasonic
| Natus Medical Inc | Elite 200 | IECA0077 | Detectors, Blood Flow, Ultrasonic
| Welch Allyn Inc | 767 Wall Transformer | 163930 | Transformers, Constant Voltage
BN26310 | Amvex Corporation | Analog Continuous/Intermittent Vacuum Regulator | VRZ06026F0 | Regulators, Suction
A58038 | GE Medical Systems | Corometrics 259cx | SDL23100050PAS | Monitors, Physiologic, Fetal
BS13193 | Datex-Ohmeda | F-CU8 Module Rack | 6034166 | Physiologic Monitor Module Housings
| Welch Allyn Inc | Platinum Series DS58 | 210604171047 | Sphygmomanometers, Aneroid
| Welch Allyn Inc | Platinum Series DS58 | 210608072547 | Sphygmomanometers, Aneroid
B38098 | Welch Allyn Inc | SureTemp Plus 692 | 21318573 | Thermometers, Electronic
BN18839 | STERIS Corp | Amsco Examiner 10 | 407509166 | Lights, Examination
| Bio-Med Devices Inc. | 2003 Series | B1305470 | Compressed Gas Proportioners, Oxygen-Air
| Detecto - A Division of Cardinal Scale Manufacturing Co. | MARINER WPS12 | WP00000250714259 | Scales, Clinical, Laboratory
BS22845 | GE Healthcare | Panda iRes Bedded Warmer | HDJT51284 | Warming Units, Patient, Radiant, Infant, Mobile
A58047 | GE Medical Systems | Corometrics 259cx | SDL23120052PAS | Monitors, Physiologic, Fetal
| Ohio Medical Corporation | Analog Continuous/Intermittent Vacuum Regulator | CIAC007875 | Regulators, Suction
A58008 | GE Medical Systems | Corometrics 259cx | SDL23120066PAS | Monitors, Physiologic, Fetal
BN28346 | Ohio Medical Corporation | Push-To-Set Intermittent/Continuous Vacuum Regulator | GFFV09483 | Regulators, Suction
BN27361 | Ohio Medical Corporation | Intermittent/Continuous Vacuum Regulator | GFJC00236 | Regulators, Suction
BN18842 | Welch Allyn Inc | SureTemp Plus 692 | 7383609 | Thermometers, Electronic
A57405 | Medtronic Inc | Valleylab FT10 | T5D89707DX | Electrosurgical Units, Monopolar/Bipolar
BN22769 | Ohio Medical Corporation | Intermittent Suction Unit | GFFS19255 | Regulators, Suction
BN26137 | Welch Allyn Inc | SureTemp Plus 692 | 8190516 | Thermometers, Electronic
BN25274 | Heraeus Medical Inc. | Hanaulux Blue 30 | AR002882 | Lights, Surgical
A58012 | GE Medical Systems | Corometrics 259cx | SDL23120029PAS | Monitors, Physiologic, Fetal
BN25283 | Heraeus Medical Inc. | Hanaulux Blue 30 | AR002881 | Lights, Surgical
BN22441 | Welch Allyn Inc | Tycos 509 | 0306162195 | Sphygmomanometers, Aneroid
BN22768 | Ohio Medical Corporation | Intermittent/Continuous Vacuum Regulator | GFFW15385 | Regulators, Suction
BN18389 | Welch Allyn Inc | 767 Wall Transformer | 174237 | Transformers, Constant Voltage
BN22774 | Ohio Medical Corporation | Push-To-Set Intermittent/Continuous Vacuum Regulator | GFFH02441 | Regulators, Suction
BN15756 | Masimo Corp. | Rad-5 | 537014 | Oximeters, Pulse
BS18887 | Welch Allyn Inc | SureTemp Plus 690 | 8188333 | Thermometers, Electronic
BN22439 | Welch Allyn Inc | SureTemp Plus 692 | 8190050 | Thermometers, Electronic
| Natus Medical Inc | IMEXDOP CT+ | CTVN0327 | Detectors, Blood Flow, Ultrasonic
bn26135 | Welch Allyn Inc | SureTemp Plus 692 | 13431722 | Thermometers, Electronic
BN18065 | Precision Medical Inc | PM3300 | 134998 | Regulators, Suction
BN25280 | Heraeus Medical Inc. | Hanaulux Blue 30 | AR002888 | Lights, Surgical
BS18727 | Welch Allyn Inc | SureTemp Plus 692 | 13441296 | Thermometers, Electronic
BN25284 | Heraeus Medical Inc. | Hanaulux Blue 30 | AR004059 | Lights, Surgical
BN26139 | Welch Allyn Inc | SureTemp Plus 692 | 13400555 | Thermometers, Electronic
A58026 | GE Medical Systems | Corometrics 259cx | SDL23120062PAS | Monitors, Physiologic, Fetal
BS18726 | Welch Allyn Inc | Tycos 509 | 80103075914 | Sphygmomanometers, Aneroid
A58018 | GE Medical Systems | Corometrics 259cx | SDL23120011PAS | Monitors, Physiologic, Fetal
BS18730 | Welch Allyn Inc | SureTemp Plus 692 | 13410022 | Thermometers, Electronic
BS18728 | Welch Allyn Inc | Tycos 509 | 306170160 | Sphygmomanometers, Aneroid
BN25277 | Heraeus Medical Inc. | Hanaulux Blue 30 | AR002941 | Lights, Surgical
A58051 | GE Medical Systems | Corometrics 259cx | SDL23120059PAS | Monitors, Physiologic, Fetal
B16877 | Natus Medical Inc | Elite 200 | ECW1072 | Detectors, Blood Flow, Ultrasonic
A58049 | GE Medical Systems | Corometrics 259cx | SDL23120061PAS | Monitors, Physiologic, Fetal
| Welch Allyn Inc | Platinum Series DS58 | 210604170239 | Sphygmomanometers, Aneroid
B16876 | Natus Medical Inc | Elite 200 | ECW1074 | Detectors, Blood Flow, Ultrasonic
BS13188 | Datex-Ohmeda | F-CU8 Module Rack | 6033302 | Physiologic Monitor Module Housings
A58044 | GE Medical Systems | Corometrics 259cx | SDL23100049PAS | Monitors, Physiologic, Fetal
BS33039 | Medela Inc | BabyWeigh II | 75531 | Scales, Infant
BS32490 | Mindray | BeneVision N1 | aa3-9c011288 | Monitoring Systems, Physiologic
BS22842 | GE Healthcare | Panda iRes Bedded Warmer | HDJT51145 | Warming Units, Patient, Radiant, Infant, Mobile
| Exergen Corporation | TAT-5000S | A1577052 | Thermometers, Electronic, Infrared, Skin
BS17167 | GE Healthcare | Panda iRes Bedded Warmer | HDJN51897 | Warming Units, Patient, Radiant, Infant, Mobile
BS24211 | Smiths Medical MD Inc | CADD-Solis 2110 | 1109774 | Infusion Pumps, Multitherapy, Ambulatory
| 3M Health Care | Bair Paws Model 875 | 071805 | Warming Units, Patient, Forced-Air
A58039 | GE Medical Systems | Corometrics 259cx | SDL23120027PAS | Monitors, Physiologic, Fetal
BS29816 | Verathon Medical | GlideScope Core 10 | CM190218 | Laryngoscopes, Rigid, Video
BS32904 | Mindray | BeneVision N1 | AA3-98009311 | Monitoring Systems, Physiologic
| GE Healthcare | CARESCAPE Monitor B650 | STF23232232SA | Monitoring Systems, Physiologic
BS23455 | Smiths Medical MD Inc | CADD-Solis 2110 | 1105267 | Infusion Pumps, Multitherapy, Ambulatory
| GE Healthcare | CARESCAPE Monitor B650 | STF23222088SA | Monitoring Systems, Physiologic
BS24399 | Smiths Medical MD Inc | CADD-Solis 2110 | 1106971 | Infusion Pumps, Multitherapy, Ambulatory
| GE Healthcare | CARESCAPE Monitor B650 | STF23232233SA | Monitoring Systems, Physiologic
BS24210 | Smiths Medical MD Inc | CADD-Solis 2110 | 1106974 | Infusion Pumps, Multitherapy, Ambulatory
BS30112 | Zoll Medical Corp | R Series PLUS | AF19A090766 | Defibrillators, External, Automated
BS22342 | GE Healthcare | Panda iRes Bedded Warmer | HDJS52043 | Warming Units, Patient, Radiant, Infant, Mobile
| Bio-Med Devices Inc. | 2003 Series | B1503163 | Compressed Gas Proportioners, Oxygen-Air
BN18838 | STERIS Corp | Amsco Examiner 10 | 410309106 | Lights, Examination
BS32909 | Mindray | BeneVision N1 | AA3-98009313 | Monitoring Systems, Physiologic
BS32905 | Mindray | BeneVision N1 | AA3-98009270 | Monitoring Systems, Physiologic
BS32492 | Mindray | BeneVision N1 | AA3-9C011282 | Monitoring Systems, Physiologic
BN29132 | Datex-Ohmeda | 1252 | VRA07534EP | Regulators, Suction
bn27518 | Welch Allyn Inc | SureTemp Plus 692 | 08322584 | Thermometers, Electronic
BS26856 | Smiths Medical MD Inc | CADD-Solis 2110 | 1106970 | Infusion Pumps, Multitherapy, Ambulatory
| Smiths Medical MD Inc | CADD-Solis 2110 | 1109770 | Infusion Pumps, Multitherapy, Ambulatory
BS29631 | CooperSurgical, Inc. | ClearTone | 2018120026 | Detectors, Fetal Heart, Ultrasonic
BN24277 | Tollos, Inc. (formerly T.H.E. Medical) | Ultramove | ML8486 | Standing Frames, Mobile
BS32489 | Mindray | BeneVision N1 | AA3-9C011287 | Monitoring Systems, Physiologic
BN29128 | Amvex Corporation | Analog Continuous/Intermittent Vacuum Regulator | VRA07546EP | Regulators, Suction
| Bio-Med Devices Inc. | 2003 Series | BX2005183 | Compressed Gas Proportioners, Oxygen-Air
BS24206 | Smiths Medical MD Inc | CADD-Solis 2110 | 1109772 | Infusion Pumps, Multitherapy, Ambulatory
BN21008 | Welch Allyn Inc | SureTemp Plus 692 | 8322527 | Thermometers, Electronic
BS31559 | Stryker CORP SURGICAL DIV | Neptune 3 Ultra Rover | 2002416103 | Waste-Disposal Units, Liquid
| Ohio Medical Corporation | Analog Continuous/Intermittent Vacuum Regulator | CIAD002371 | Regulators, Suction
| Seca Corp | seca 852 | 8852211180206 | Scales, Clinical, Precision
BN26763 | Health-O-Meter Inc | Digital Diaper Scale | 2220000899 | Scales, Clinical, Precision
| Ohio Medical Corporation | Analog Continuous/Intermittent Vacuum Regulator | CIAD001141 | Regulators, Suction
bn27387 | Monica Healthcare | Novii | TA0550 | Monitors, Physiologic, Fetal
163809 | GE Healthcare | CARESCAPE PDM Patient Data Module | (21)SPX23250162SA | Physiologic Monitor Modules, Multiparameter
BS20600 | 3M Health Care | Bair Paws Model 875 | 49031 | Warming Units, Patient, Forced-Air
| Detecto - A Division of Cardinal Scale Manufacturing Co. | MARINER WPS12 | WP00000250714540 | Scales, Clinical, Laboratory
| Bio-Med Devices Inc. | 2003 Series | B1503184 | Compressed Gas Proportioners, Oxygen-Air
A58056 | Powercom America Inc. | SMK-600A | 10046242209 | Power Systems, Electrical, Uninterruptible
| Detecto - A Division of Cardinal Scale Manufacturing Co. | MARINER WPS12 | WP00000250714643 | Scales, Clinical, Laboratory
164562 | Draeger Medical Inc. | JM-105 Jaundice Meter | H2507799 | Bilirubinometers
| Bio-Med Devices Inc. | 2003 Series | B1503168 | Compressed Gas Proportioners, Oxygen-Air
BS23457 | Smiths Medical MD Inc | CADD-Solis 2110 | 1105271 | Infusion Pumps, Multitherapy, Ambulatory
| Detecto - A Division of Cardinal Scale Manufacturing Co. | MARINER WPS12 | WP00000250714538 | Scales, Clinical, Laboratory
BS32497 | Mindray | BeneVision N1 | AA3-98009330 | Monitoring Systems, Physiologic
| Bio-Med Devices Inc. | 2003 Series | B1202216 | Compressed Gas Proportioners, Oxygen-Air
BS20633 | 3M Health Care | Bair Paws Model 875 | 49868 | Warming Units, Patient, Forced-Air
A58031 | GE Medical Systems | Corometrics 259cx | SDL23110042PAS | Monitors, Physiologic, Fetal
| Bio-Med Devices Inc. | 2003 Series | B1202207 | Compressed Gas Proportioners, Oxygen-Air
BS29638 | CooperSurgical, Inc. | ClearTone | 2018120087 | Detectors, Fetal Heart, Ultrasonic
| Bio-Med Devices Inc. | 2003 Series | BX1501959 | Compressed Gas Proportioners, Oxygen-Air
BN29135 | Amvex Corporation | Analog Continuous/Intermittent Vacuum Regulator | VRA07543EP | Regulators, Suction
BS29878 | HOLOGIC INC | NovaSure System | 30783H19D0 | Radiofrequency Therapy Systems, Tissue Ablation, Endometrial
A59761 | HOLOGIC INC | NovaSure System | 31720L20D0 | Radiofrequency Therapy Systems, Tissue Ablation, Endometrial
| Bio-Med Devices Inc. | 2003 Series | B1402859 | Compressed Gas Proportioners, Oxygen-Air
BS24207 | Smiths Medical MD Inc | CADD-Solis 2110 | 1109771 | Infusion Pumps, Multitherapy, Ambulatory
| Bio-Med Devices Inc. | 2003 Series | BX1502348 | Compressed Gas Proportioners, Oxygen-Air
| Bio-Med Devices Inc. | 2003 Series | B1503161 | Compressed Gas Proportioners, Oxygen-Air
| Bio-Med Devices Inc. | 2003 Series | B1503162 | Compressed Gas Proportioners, Oxygen-Air
| Bio-Med Devices Inc. | 2003 Series | B1201362 | Compressed Gas Proportioners, Oxygen-Air
BS35643 | Medtronic Inc | Situate Detection Console 200X | X20BQU | Sponge Detectors, Surgical, Radiofrequency
| Bio-Med Devices Inc. | 2003 Series | BX2351223 | Compressed Gas Proportioners, Oxygen-Air
BS24202 | Smiths Medical MD Inc | CADD-Solis 2110 | 1106972 | Infusion Pumps, Multitherapy, Ambulatory
| Detecto - A Division of Cardinal Scale Manufacturing Co. | MARINER WPS12 | WP00000250714487 | Scales, Clinical, Laboratory
BS23449 | Smiths Medical MD Inc | CADD-Solis 2110 | 1105259 | Infusion Pumps, Multitherapy, Ambulatory
| Detecto - A Division of Cardinal Scale Manufacturing Co. | MARINER WPS12 | WP00000250714642 | Scales, Clinical, Laboratory
| Detecto - A Division of Cardinal Scale Manufacturing Co. | MARINER WPS12 | WP00000250714255 | Scales, Clinical, Laboratory
BN21431 | Welch Allyn Inc | SureTemp Plus 692 | 7428730 | Thermometers, Electronic
| Bio-Med Devices Inc. | 2003 Series | BX1701747 | Compressed Gas Proportioners, Oxygen-Air
bn21016 | Welch Allyn Inc | SureTemp Plus 692 | 08149364 | Thermometers, Electronic
BS20644 | 3M Health Care | Bair Paws Model 875 | 49871 | Warming Units, Patient, Forced-Air
| Bio-Med Devices Inc. | 2003 Series | B1503262 | Compressed Gas Proportioners, Oxygen-Air
| Bio-Med Devices Inc. | 2003 Series | B1402515 | Compressed Gas Proportioners, Oxygen-Air
| Bio-Med Devices Inc. | 2003 Series | B1503180 | Compressed Gas Proportioners, Oxygen-Air
BN21017 | Welch Allyn Inc | SureTemp Plus 692 | 7342089 | Thermometers, Electronic
BN21019 | Welch Allyn Inc | SureTemp Plus 692 | 7408169 | Thermometers, Electronic
BS23649 | Stryker Endoscopy Div Stryker Corp | SDP1000 | 95195 | Printers, Video
163767 | Seca Corp | seca 852 | 8852211180102 | Scales, Clinical, Precision
BS20630 | 3M Health Care | Bair Paws Model 875 | 49877 | Warming Units, Patient, Forced-Air
BN-29123 | Natus Medical Inc | Elite 200 | ECQ1268 | Detectors, Blood Flow, Ultrasonic
| Masimo Corp. | Rad-5v | 537208 | Oximeters, Pulse
| Masimo Corp. | Rad-5v | N48862 | Oximeters, Pulse
BS22341 | GE Healthcare | Panda iRes Bedded Warmer | HDJS52044 | Warming Units, Patient, Radiant, Infant, Mobile
BS23448 | Smiths Medical MD Inc | CADD-Solis 2110 | 1105258 | Infusion Pumps, Multitherapy, Ambulatory
BS22860 | Welch Allyn Inc | Connex Vital Signs Monitor 6000 Series | 100029112514 | Monitors, Physiologic, Vital Signs
193571 | Neolight LLC. | Skylife Phototherapy Device | NL22080137 | Phototherapy Units, Visible Light, Hyperbilirubinemia
BN27383 | Welch Allyn Inc | SureTemp Plus 692 | 15152694 | Thermometers, Electronic
BS32908 | Mindray | BeneVision N1 | AA3-98009271 | Monitoring Systems, Physiologic
BN28352 | Amvex Corporation | Suction Regulator | VRA05767BH | Regulators, Suction
| Detecto - A Division of Cardinal Scale Manufacturing Co. | MARINER WPS12 | WP00000250714329 | Scales, Clinical, Laboratory
| Ohio Medical Corporation | Intermittent Suction Unit | GFFG37390 | Regulators, Suction
BN28348 | Ohio Medical Corporation | Intermittent Suction Unit | GFFG37386 | Regulators, Suction
BS24099 | Masimo Corp. | Radical Docking Station RDS-1 | 112376 | Dock/Battery Chargers
| Stryker Endoscopy Div Stryker Corp | CONNECTED OR HUB | 24F514154 | Information Systems, Picture Archiving/Communication, Endoscopy
| Detecto - A Division of Cardinal Scale Manufacturing Co. | MARINER WPS12 | WP00000250714392 | Scales, Clinical, Laboratory
BS24204 | Smiths Medical MD Inc | CADD-Solis 2110 | 1109768 | Infusion Pumps, Multitherapy, Ambulatory
BN26628 | Amvex Corporation | Suction Regulator | VRA05762BH | Regulators, Suction
BS24205 | Smiths Medical MD Inc | CADD-Solis 2110 | 1106973 | Infusion Pumps, Multitherapy, Ambulatory
B12453 | Medtronic Inc | Situate Detection Console 200X | X21DEY | Sponge Detectors, Surgical, Radiofrequency
| ECHONOUS | EchoNous Bladder | R2R308Z27A | Scanning Systems, Ultrasonic, Small-Parts, Urinary Bladder
A59315 | Welch Allyn Inc | Connex Spot Monitor | 100029231624 | Monitors, Physiologic, Vital Signs
BS22875 | GE Healthcare | Panda iRes Bedded Warmer | HDJT51143 | Warming Units, Patient, Radiant, Infant, Mobile
BS23142 | Welch Allyn Inc | Connex Vital Signs Monitor 6000 Series | 100044903515 | Monitors, Physiologic, Vital Signs
BS22103 | Natus Medical Inc | neoBLUE Radiometer | 11095 | Radiometers, Phototherapy
BN15809 | Masimo Corp. | Rad-5 | 537473 | Oximeters, Pulse
BS24426 | Welch Allyn Inc | Connex Vital Signs Monitor 6000 Series | 100078663018 | Monitors, Physiologic, Vital Signs
BS23014 | Welch Allyn Inc | Connex Vital Signs Monitor 6000 Series | 100022043015 | Monitors, Physiologic, Vital Signs
BN15751 | Masimo Corp. | Rad-5 | 537421 | Oximeters, Pulse
Bs21948 | SpaceLabs Healthcare | Ultraview SL Command Module | 1496-016228 | Physiologic Monitor Modules, Multiparameter
BS30578 | Natus Medical Inc | neoBLUE blanket LED Phototherapy | 6120 | Phototherapy Units, Visible Light, Hyperbilirubinemia
BS23132 | GE Healthcare | Panda iRes Bedded Warmer | HDJU66048 | Warming Units, Patient, Radiant, Infant, Mobile
BS29678 | Welch Allyn Inc | Connex Vital Signs Monitor 6000 Series | 100040501519 | Monitors, Physiologic, Vital Signs
BS29667 | Seca Corp | seca 852 | 218852273180390 | Scales, Clinical, Precision
BS32145 | Welch Allyn Inc | Connex Vital Signs Monitor 6000 Series | 100002824419 | Monitors, Physiologic, Vital Signs
BS30115 | Zoll Medical Corp | R Series PLUS | AF19A091152 | Defibrillators, External, Automated
BN28358 | Amvex Corporation | Suction Regulator | VRA05890HO | Regulators, Suction
BS19954 | Welch Allyn Inc | Connex Vital Signs Monitor 6000 Series | 103001230113 | Monitors, Physiologic, Vital Signs
BS23453 | Smiths Medical MD Inc | CADD-Solis 2110 | 1105264 | Infusion Pumps, Multitherapy, Ambulatory
BS32002 / A54151 | Welch Allyn Inc | ELI 280 | 119450001621 | Electrocardiographs, Multichannel, Interpretive
BS24052 | Natus Medical Inc | neoBLUE LED Phototherapy | 30964 | Phototherapy Units, Visible Light, Hyperbilirubinemia
BN30772 | Medela Inc | Waterless Milk Warmer | 1443587 | Warming Units, Infant Nutritionals
BS29641 | CooperSurgical, Inc. | ClearTone | 2018120046 | Detectors, Fetal Heart, Ultrasonic
BS30579 | Natus Medical Inc | neoBLUE blanket LED Phototherapy | 6105 | Phototherapy Units, Visible Light, Hyperbilirubinemia
BS19953 | Welch Allyn Inc | Connex Vital Signs Monitor 6000 Series | 103000330313 | Monitors, Physiologic, Vital Signs
BN28340 | Datex-Ohmeda | 1252 | GFFG37382 | Regulators, Suction
BS30590 | Natus Medical Inc | neoBLUE blanket LED Phototherapy | 7795 | Phototherapy Units, Visible Light, Hyperbilirubinemia
BS29633 | CooperSurgical, Inc. | ClearTone | 2018120021 | Detectors, Fetal Heart, Ultrasonic
BS33035 | Creche Innovations | RRU | CI-MC-RRU-20.33037018500024 | Carts, Treatment, Resuscitation
156644 | Welch Allyn Inc | SureTemp Plus 692 | 22382537 | Thermometers, Electronic
| Wolf X-Ray Corporation | Econoline | 1619739 | View Boxes, X-Ray
BN21007 | Welch Allyn Inc | SureTemp Plus 692 | 8322533 | Thermometers, Electronic
| Detecto - A Division of Cardinal Scale Manufacturing Co. | MARINER WPS12 | WP00000240613777 | Scales, Clinical, Laboratory
BN28349 | Datex-Ohmeda | 1252 | GFFG37379 | Regulators, Suction
| Draeger Medical Inc. | JM-105 Jaundice Meter | H2507801 | Bilirubinometers
BS22810 | Natus Medical Inc | neoBLUE LED Phototherapy | 27431 | Phototherapy Units, Visible Light, Hyperbilirubinemia
BN21820 | Masimo Corp. | Radical-7 | T049552 | Oximeters, Pulse
BN16988 | Welch Allyn Inc | SureTemp Plus 692 | 8320524 | Thermometers, Electronic
BS24045 | Bio-Med Devices Inc. | 2001 Series | 256Y07B | Compressed Gas Proportioners, Oxygen-Air
BS29873 | Seca Corp | seca 852 | 8852120190261 | Scales, Clinical, Precision
| Welch Allyn Inc | Platinum Series DS58 | 210604170759 | Sphygmomanometers, Aneroid
BS19951 | Welch Allyn Inc | Connex Vital Signs Monitor 6000 Series | 103001240113 | Monitors, Physiologic, Vital Signs
B16138 | Belmont Medical Technologies | Belmont Rapid Infuser | 2021044095 | Infusion Pumps, Blood/Solution Warming
BS29632 | CooperSurgical, Inc. | ClearTone | 2018120086 | Detectors, Fetal Heart, Ultrasonic
A59130 | STERIS Corp | Amsco 3085 SP | 0424923112 | Tables, Operating
BS26527 | 3M Health Care | Bair Hugger 775 | 129006 | Warming Units, Patient, Forced-Air
A59272 | HOLOGIC INC | MyoSure Controller | H9118J24D0 | Morcellators, Endoscopic
| Allied Healthcare Products, Inc. | G180 OptiVac | NSN | Aspirators, Airway
| Welch Allyn Inc | SureTemp Plus | (21)25319453 | Thermometers, Electronic
BN28580 | Medela Inc | BabyWeigh II | 75600 | Scales, Infant
BS21607 | Natus Medical Inc | neoBLUE cozy LED Phototherapy | 21233 | Phototherapy Units, Visible Light, Hyperbilirubinemia
BS19447 | Masimo Corp. | Radical Docking Station RDS-3 | 158644 | Dock/Battery Chargers
164557 | Draeger Medical Inc. | JM-105 Jaundice Meter | H2507800 | Bilirubinometers
BN21018 | Welch Allyn Inc | SureTemp Plus 692 | 08164408 | Thermometers, Electronic
| Welch Allyn Inc | Platinum Series DS58 | SN210608074928 | Sphygmomanometers, Aneroid
| Monica Healthcare | Monica Novii Wireless Patch System | TD1505 | Monitors, Physiologic, Fetal, Intrapartum, Bedside
B16368 | PEDIGO | P-2010 | 2972226-000 | Warming Units, Blanket
BS32496 | Mindray | BeneVision N1 | AA3-98009269 | Monitoring Systems, Physiologic
BS21606 | Natus Medical Inc | neoBLUE cozy LED Phototherapy | 21230 | Phototherapy Units, Visible Light, Hyperbilirubinemia
| Welch Allyn Inc | SureTemp Plus | (21)25319443 | Thermometers, Electronic
BN27322 | Amvex Corporation | Suction Regulator | VRA05766BH | Regulators, Suction
bs23131 | GE Healthcare | Panda iRes Bedded Warmer | HDJU66047 | Warming Units, Patient, Radiant, Infant, Mobile
BN28369 | Welch Allyn Inc | Tycos 509 | 90300710 | Sphygmomanometers, Aneroid
BS22862 | Welch Allyn Inc | Connex Vital Signs Monitor 6000 Series | 100027992514 | Monitors, Physiologic, Vital Signs
| CooperSurgical, Inc. | ClearTone | 2018120045 | Detectors, Fetal Heart, Ultrasonic
BS23141 | Welch Allyn Inc | Connex Vital Signs Monitor 6000 Series | 100044923515 | Monitors, Physiologic, Vital Signs
Bs19762 | SpaceLabs Healthcare | Ultraview SL2600 | 1370-201567 | Monitors, Physiologic, Patient Transport
BN27315 | Ohio Medical Corporation | Push-To-Set Intermittent/Continuous Vacuum Regulator | GFJC00209 | Regulators, Suction
BN28351 | Amvex Corporation | Suction Regulator | VRA05743BH | Regulators, Suction
| Bio-Med Devices Inc. | 2003 Series | B1503165 | Compressed Gas Proportioners, Oxygen-Air
| Hill-Rom Services, Inc. | NURSE CALL CONSOLE | NURSE CALL 2 NORTH | Hospital Communication Systems, Nurse Call
B42444 | Welch Allyn Inc | SureTemp Plus 692 | 18174205 | Thermometers, Electronic
| Medela Inc | BabyWeigh II | 75319 | Scales, Infant
| Natus Medical Inc | neoBLUE Radiometer | 11261 | Radiometers, Phototherapy
BS33037 | Creche Innovations | RRU | CI-MC-RRU-20.330370185100145 | Carts, Treatment, Resuscitation
BS33442 | Sage Products, Inc. | 7937 | 19157-058 | Warming Units, Multipurpose
| Detecto - A Division of Cardinal Scale Manufacturing Co. | MARINER WPS12 | WP0000025071478 | Scales, Clinical, Laboratory
| Welch Allyn Inc | SureTemp Plus 692 | 2124085509 | Thermometers, Electronic
BS29644 | CooperSurgical, Inc. | ClearTone | 2018120001 | Detectors, Fetal Heart, Ultrasonic
BN15276 | Ohio Medical Corporation | Intermittent/Continuous Vacuum Regulator | GFFV09530 | Regulators, Suction
| Welch Allyn Inc | Platinum Series DS58 | SN210608070027 | Sphygmomanometers, Aneroid
156645 | Welch Allyn Inc | SureTemp Plus 692 | 22382576 | Thermometers, Electronic
BS30058 | Welch Allyn Inc | SureTemp Plus 692 | 22048435 | Thermometers, Electronic
BN27320 | Amvex Corporation | Suction Regulator | VRA05763BH | Regulators, Suction
156646 | Welch Allyn Inc | SureTemp Plus 692 | 22382489 | Thermometers, Electronic
| Welch Allyn Inc | SureTemp Plus | (21)25319333 | Thermometers, Electronic
A58041 | GE Medical Systems | Corometrics 259cx | SDL23120021PAS | Monitors, Physiologic, Fetal
| Welch Allyn Inc | Platinum Series DS58 | SN210608073519 | Sphygmomanometers, Aneroid
BS29637 | CooperSurgical, Inc. | ClearTone | 2018120025 | Detectors, Fetal Heart, Ultrasonic
| Bio-Med Devices Inc. | 2003 Series | B1503141 | Compressed Gas Proportioners, Oxygen-Air
164559 | Draeger Medical Inc. | JM-105 Jaundice Meter | H2507802 | Bilirubinometers
BS33786 | Welch Allyn Inc | Connex Vital Signs Monitor 6000 Series | 100062232220 | Monitors, Physiologic, Vital Signs
| Allied Healthcare Products, Inc. | G180 OptiVac | NSN | Aspirators, Airway
BN26300 | Welch Allyn Inc | Green Series 777 Integrated Wall System | 901027 | Ophthalmoscope/Otoscope/Vital Signs Measuring Systems
BN16993 | Welch Allyn Inc | SureTemp Plus 692 | 8322568 | Thermometers, Electronic
bn28370 | Welch Allyn Inc | Tycos 509 | 120358276 | Sphygmomanometers, Aneroid
193573 | Neolight LLC. | Skylife Phototherapy Device | NL22080155 | Phototherapy Units, Visible Light, Hyperbilirubinemia
BN28360 | Amvex Corporation | Suction Regulator | VRA05761BH | Regulators, Suction
A59319 | Welch Allyn Inc | Connex Spot Monitor | 100095283724 | Monitors, Physiologic, Vital Signs
A59320 | Welch Allyn Inc | Connex Spot Monitor | 100094363724 | Monitors, Physiologic, Vital Signs
| 3M Health Care | Ranger Model 245 | 072329 | Warming Units, Blood/Intravenous Solution
BN27513 | Medela Inc | BabyWeigh II | 75485 | Scales, Infant
BS34728 | Welch Allyn Inc | Connex Vital Signs Monitor 6000 Series | 100097214920 | Monitors, Physiologic, Vital Signs
BS33031 | Creche Innovations | RRU | CI-MC-RRU-20.3303707185100029 | Carts, Treatment, Resuscitation
BS30577 | Natus Medical Inc | neoBLUE blanket LED Phototherapy | 6114 | Phototherapy Units, Visible Light, Hyperbilirubinemia
BS22861 | Welch Allyn Inc | Connex Vital Signs Monitor 6000 Series | 100027952514 | Monitors, Physiologic, Vital Signs
BS19966 | GE Healthcare | Panda iRes Bedded Warmer | HDJS50510 | Warming Units, Patient, Radiant, Infant, Mobile
BS23129 | Welch Allyn Inc | 4802 Pediatric/Infant Scale | 4802-24249 | Scales, Infant
BN27321 | Amvex Corporation | Suction Regulator | VRA05759BH | Regulators, Suction
| Bio-Med Devices Inc. | 2003 Series | b1503164 | Compressed Gas Proportioners, Oxygen-Air
193570 | Neolight LLC. | Skylife Phototherapy Device | NL22080141 | Phototherapy Units, Visible Light, Hyperbilirubinemia
BS22811 | Natus Medical Inc | neoBLUE LED Phototherapy | 27432 | Phototherapy Units, Visible Light, Hyperbilirubinemia
BN28355 | Ohio Medical Corporation | Push-To-Set Intermittent/Continuous Vacuum Regulator | GFFD06745 | Regulators, Suction
| Bio-Med Devices Inc. | 2003 Series | BX1501896 | Compressed Gas Proportioners, Oxygen-Air
B12867 | Welch Allyn Inc | SureTemp Plus 692 | 15152675 | Thermometers, Electronic
| Bio-Med Devices Inc. | 2003 Series | B1503465 | Compressed Gas Proportioners, Oxygen-Air
A59302 | Welch Allyn Inc | Connex Spot Monitor | 100095133724 | Monitors, Physiologic, Vital Signs
BS19938 | Welch Allyn Inc | Connex Vital Signs Monitor 6000 Series | 103000340313 | Monitors, Physiologic, Vital Signs
BN28359 | Amvex Corporation | Suction Regulator | VRA05891HO | Regulators, Suction
BN27319 | Datex-Ohmeda | 1252 | GFFG37385 | Regulators, Suction
BN27299 | Ohio Medical Corporation | Intermittent/Continuous Vacuum Regulator | AHBF02489 | Regulators, Suction
BS23008 | Welch Allyn Inc | 4802 Pediatric/Infant Scale | 4802-24034 | Scales, Infant
B30061 | Neolight LLC. | Skylife Phototherapy Device | NL22070035 | Phototherapy Units, Visible Light, Hyperbilirubinemia
A59301 | Welch Allyn Inc | Connex Spot Monitor | 100029201624 | Monitors, Physiologic, Vital Signs
BN27317 | Amvex Corporation | Suction Regulator | VRA05760BH | Regulators, Suction
| Bio-Med Devices Inc. | 2003 Series | B1305458 | Compressed Gas Proportioners, Oxygen-Air
BN27318 | Amvex Corporation | Suction Regulator | VRA05765BH | Regulators, Suction
193572 | Neolight LLC. | Skylife Phototherapy Device | NL22080125 | Phototherapy Units, Visible Light, Hyperbilirubinemia
| Neolight LLC. | Skylife Phototherapy Device | NL22070036 | Phototherapy Units, Visible Light, Hyperbilirubinemia
| Bio-Med Devices Inc. | 2003 Series | 260L09B | Compressed Gas Proportioners, Oxygen-Air
BS24432 | Welch Allyn Inc | Connex Vital Signs Monitor 6000 Series | 10061372819 | Monitors, Physiologic, Vital Signs
BN30764 | Ohaus Corporation | CS200 | NSN | Scales, Clinical, Laboratory
BS33787 | Welch Allyn Inc | Connex Vital Signs Monitor 6000 Series | 100062202220 | Monitors, Physiologic, Vital Signs
| Bio-Med Devices Inc. | 2003 Series | B1305461 | Compressed Gas Proportioners, Oxygen-Air
BS35657 | VENOSCOPE | Neonatal Transilluminator Model NT01 | 1142998 | Transilluminators
BS23139 | Welch Allyn Inc | Connex Vital Signs Monitor 6000 Series | 100044943515 | Monitors, Physiologic, Vital Signs
BS33038 | Creche Innovations | RRU | CI-MC-RRU-20.33037018510076 | Carts, Treatment, Resuscitation
BN28357 | Amvex Corporation | Suction Regulator | VRA05889HO | Regulators, Suction
BS23140 | Welch Allyn Inc | Connex Vital Signs Monitor 6000 Series | 100044933515 | Monitors, Physiologic, Vital Signs
A58029 | GE Medical Systems | Corometrics 259cx | SDL23120020PAS | Monitors, Physiologic, Fetal
| Natus Medical Inc | Elite 200 | IECA0325 | Detectors, Blood Flow, Ultrasonic
BS23130 | Welch Allyn Inc | 4802 Pediatric/Infant Scale | 4802-24250 | Scales, Infant
| Bio-Med Devices Inc. | 2003 Series | b1202201 | Compressed Gas Proportioners, Oxygen-Air
BN27389 | Amvex Corporation | Suction Regulator | VRA05758BH | Regulators, Suction
BN28356 | Ohio Medical Corporation | Intermittent Suction Unit | GFFG37376 | Regulators, Suction
| Ohio Medical Corporation | Analog Continuous/Intermittent Vacuum Regulator | CIAC000293 | Regulators, Suction
B16316 | Welch Allyn Inc | Connex Vital Signs Monitor 6000 Series | 100088562721 | Monitors, Physiologic, Vital Signs
BN27362 | Ohio Medical Corporation | Push-To-Set Intermittent/Continuous Vacuum Regulator | GFFG37381 | Regulators, Suction
bn16995 | Welch Allyn Inc | SureTemp Plus 692 | 08323119 | Thermometers, Electronic
Bs19487 | Masimo Corp. | Radical-7 | 158501 | Oximeters, Pulse
BN15815 | Masimo Corp. | Radical-7 | G13637 | Oximeters, Pulse
BS23458 | Smiths Medical MD Inc | CADD-Solis 2110 | 1105272 | Infusion Pumps, Multitherapy, Ambulatory
BS23452 | Smiths Medical MD Inc | CADD-Solis 2110 | 1105263 | Infusion Pumps, Multitherapy, Ambulatory
| Welch Allyn Inc | SureTemp Plus 692 | 26047923 | Thermometers, Electronic
BS13883 | Masimo Corp. | Radical Docking Station RDS-3 | 113420 | Dock/Battery Chargers
BS23459 | Smiths Medical MD Inc | CADD-Solis 2110 | 1105273 | Infusion Pumps, Multitherapy, Ambulatory
| Smiths Medical MD Inc | CADD-Solis 2110 | 1109769 | Infusion Pumps, Multitherapy, Ambulatory
BS23454 | Smiths Medical MD Inc | CADD-Solis 2110 | 1105265 | Infusion Pumps, Multitherapy, Ambulatory
BS23451 | Smiths Medical MD Inc | CADD-Solis 2110 | 1105262 | Infusion Pumps, Multitherapy, Ambulatory
BS30574 | Natus Medical Inc | neoBLUE blanket LED Phototherapy | 6125 | Phototherapy Units, Visible Light, Hyperbilirubinemia
BS18498 | 3M Health Care | Bair Hugger 775 | 62326 | Warming Units, Patient, Forced-Air
| Medela Inc | Symphony Breast Pump | 2121418 | Aspirators, Breast
| Medela Inc | Symphony Breast Pump | 2140256 | Aspirators, Breast
| Medela Inc | Symphony Breast Pump | 1933583 | Aspirators, Breast
B16320 | Medela Inc | Symphony Breast Pump | 2094552 | Aspirators, Breast
BN30910 | Medela Inc | Symphony Breast Pump | 1646506 | Aspirators, Breast
| Medela Inc | Symphony Breast Pump | 2130151 | Aspirators, Breast
BN30921 | Medela Inc | Symphony Breast Pump | 1646152 | Aspirators, Breast
B38125 | Medela Inc | Symphony Breast Pump | 1970685 | Aspirators, Breast
| Maxant Technologies, Inc. | Techline | 188128 | View Boxes, X-Ray
| Medela Inc | Symphony Breast Pump | 2117017 | Aspirators, Breast
| Medela Inc | Symphony Breast Pump | 1697399 | Aspirators, Breast
BN30912 | Medela Inc | Symphony Breast Pump | 2111723 | Aspirators, Breast
BN24526 | Medela Inc | BabyWeigh II | 75529 | Scales, Infant
BS29885 | Medela Inc | Symphony Breast Pump | 1771330 | Aspirators, Breast
BN30907 | Medela Inc | Symphony Breast Pump | 1652454 | Aspirators, Breast
| Medela Inc | Symphony Breast Pump | 2118351 | Aspirators, Breast
| Medela Inc | Symphony Breast Pump | 2153348 | Aspirators, Breast
| Medela Inc | Symphony Breast Pump | 1646125 | Aspirators, Breast
| Medela Inc | Symphony Breast Pump | 2143923 | Aspirators, Breast
BN30938 | Medela Inc | Symphony Breast Pump | 1652482 | Aspirators, Breast
| Medela Inc | Symphony Breast Pump | 2132760 | Aspirators, Breast
| Medela Inc | Symphony Breast Pump | 2146289 | Aspirators, Breast
| Medela Inc | Symphony Breast Pump | 1759768 | Aspirators, Breast
BN22599 | Medela Inc | Symphony Breast Pump | 1350269 | Aspirators, Breast
B41231 | Medela Inc | Symphony Breast Pump | 1909120 | Aspirators, Breast
BN30906 | Medela Inc | Symphony Breast Pump | 1646507 | Aspirators, Breast
BN30933 | Medela Inc | Symphony Breast Pump | 1646169 | Aspirators, Breast
BN30930 | Medela Inc | Symphony Breast Pump | 1646116 | Aspirators, Breast
| Medela Inc | Symphony Breast Pump | 2126679 | Aspirators, Breast
B38123 | Medela Inc | Symphony Breast Pump | 1956791 | Aspirators, Breast
| Medela Inc | Symphony Breast Pump | 1652478 | Aspirators, Breast
BN30927 | Medela Inc | Symphony Breast Pump | 1652455 | Aspirators, Breast
| Medela Inc | Symphony Breast Pump | 2141422 | Aspirators, Breast
| Medela Inc | Symphony Breast Pump | 1350292 | Aspirators, Breast
A59228 | Welch Allyn Inc | Connex Spot Monitor | 100013722624 | Monitors, Physiologic, Vital Signs
| Medela Inc | Symphony Breast Pump | 2124583 | Aspirators, Breast
BS29891 | Medela Inc | Symphony Breast Pump | 1771314 | Aspirators, Breast
| Medela Inc | Symphony Breast Pump | 1646104 | Aspirators, Breast
| Medela Inc | Symphony Breast Pump | 1920142 | Aspirators, Breast
BN30941 | Medela Inc | Symphony Breast Pump | 1646503 | Aspirators, Breast
BN30963 | Medela Inc | Symphony Breast Pump | 1646144 | Aspirators, Breast
B38097 | Medela Inc | Symphony Breast Pump | 1941702 | Aspirators, Breast
| Medela Inc | Symphony Breast Pump | 2065921 | Aspirators, Breast
BS29886 | Medela Inc | Symphony Breast Pump | 1771363 | Aspirators, Breast
BS29673 | Welch Allyn Inc | Connex Vital Signs Monitor 6000 Series | 100057532419 | Monitors, Physiologic, Vital Signs
BN16453 | Detecto - A Division of Cardinal Scale Manufacturing Co. | 758C | E26002-0107 | Scales, Patient, Floor
156643 | Natus Medical Inc | Elite 100 | EAQ1006 | Detectors, Blood Flow, Ultrasonic
| Detecto - A Division of Cardinal Scale Manufacturing Co. | Mother-Baby Scale | C11009238 | Scales, Infant
BN27375 | Datex-Ohmeda | 200 | AHCM09311 | Aspirators
BN28345 | Amvex Corporation | Suction Regulator | VRa05746BH | Regulators, Suction
A59224 | Welch Allyn Inc | Connex Spot Monitor | 100013882624 | Monitors, Physiologic, Vital Signs
A58023 | GE Medical Systems | Corometrics 259cx | SDL23120025PAS | Monitors, Physiologic, Fetal
BN-27370 | Precision Medical Inc | PM3300 | 136369 | Regulators, Suction
BN21777 | Masimo Corp. | Radical-7 | T050577 | Oximeters, Pulse
BN26627 | Amvex Corporation | Suction Regulator | VRA05742BH | Regulators, Suction
| Ohio Medical Corporation | Analog Continuous/Intermittent Vacuum Regulator | ciac000204 | Regulators, Suction
| Bio-Med Devices Inc. | 2003 Series | B1503183 | Compressed Gas Proportioners, Oxygen-Air
A58014 | GE Medical Systems | Corometrics 259cx | SDL23120019PAS | Monitors, Physiologic, Fetal
BN22461 | Amvex Corporation | Suction Regulator | VRA05755BH | Regulators, Suction
BN22459 | Amvex Corporation | Suction Regulator | VRA05738BH | Regulators, Suction
B41316 | Ohio Medical Corporation | Intermittent/Continuous Vacuum Regulator | NIAA000011 | Regulators, Suction
BS23149 | 3M Health Care | Bair Paws Model 875 | 64489 | Warming Units, Patient, Forced-Air
| Ohio Medical Corporation | Intermittent Suction Unit | GFFG15013 | Regulators, Suction
| Welch Allyn Inc | CareTemp | 183008A1603 | Thermometers, Electronic, Infrared
| Welch Allyn Inc | Platinum Series DS58 | SN210608072347 | Sphygmomanometers, Aneroid
A59230 | Welch Allyn Inc | Connex Spot Monitor | 100096513724 | Monitors, Physiologic, Vital Signs
BN27365 | Amvex Corporation | Suction Regulator | VRA05737BH | Regulators, Suction
| American Diagnostic Corp (ADC) | Advantage Plus 6022N | 220700645 | Sphygmomanometers, Electronic, Automatic, Oscillometric
A58040 | GE Medical Systems | Corometrics 259cx | SDL23120023PAS | Monitors, Physiologic, Fetal
| Welch Allyn Inc | Platinum Series DS58 | SN210607173138 | Sphygmomanometers, Aneroid
| Welch Allyn Inc | Platinum Series DS58 | SN210608072128 | Sphygmomanometers, Aneroid
| Medela Inc | Waterless Milk Warmer | 1447306 | Warming Units, Infant Nutritionals
| Medela Inc | Waterless Milk Warmer | 1890592 | Warming Units, Infant Nutritionals
| Welch Allyn Inc | Platinum Series DS58 | SN210608070908 | Sphygmomanometers, Aneroid
A59229 | Welch Allyn Inc | Connex Spot Monitor | 100013732624 | Monitors, Physiologic, Vital Signs
| Bio-Med Devices Inc. | 2003 Series | B1304737 | Compressed Gas Proportioners, Oxygen-Air
BS23010 | Welch Allyn Inc | Connex Vital Signs Monitor 6000 Series | 100051823416 | Monitors, Physiologic, Vital Signs
BS21705 | Ohio Medical Corporation | Push-To-Set Intermittent/Continuous Vacuum Regulator | AHCR01910 | Regulators, Suction
| Welch Allyn Inc | Platinum Series DS58 | SN210608070317 | Sphygmomanometers, Aneroid
BN28341 | Amvex Corporation | Suction Regulator | VRA05752BH | Regulators, Suction
| Natus Medical Inc | Elite 200 | IECA0331 | Detectors, Blood Flow, Ultrasonic
BN22455 | Amvex Corporation | Suction Regulator | VRA05749BH | Regulators, Suction
| Ohio Medical Corporation | Intermittent Suction Unit | GFFD06777 | Regulators, Suction
| Draeger Medical Inc. | JM-105 Jaundice Meter | h2509806 | Bilirubinometers
| Welch Allyn Inc | Platinum Series DS58 | SN210608072739 | Sphygmomanometers, Aneroid
A58035 | GE Medical Systems | Corometrics 259cx | SDL23120067PAS | Monitors, Physiologic, Fetal
BN-26626 | Ohio Medical Corporation | Intermittent Suction Unit | GFFW15336 | Regulators, Suction
BS30091 | Zoll Medical Corp | R Series ALS | Af19a091165 | Defibrillators, External, Manual
BS21556 | Welch Allyn Inc | Connex Vital Signs Monitor 6000 Series | 103002000000 | Monitors, Physiologic, Vital Signs
B38111 | Welch Allyn Inc | SureTemp Plus 692 | 21434861 | Thermometers, Electronic
A58030 | GE Medical Systems | Corometrics 259cx | SDL23110036PAS | Monitors, Physiologic, Fetal
BN27364 | Amvex Corporation | Suction Regulator | VRA05730BH | Regulators, Suction
B38114 | Welch Allyn Inc | SureTemp Plus 692 | 21434856 | Thermometers, Electronic
BN27314 | Amvex Corporation | Suction Regulator | VRA05732BH | Regulators, Suction
BN27378 | Amvex Corporation | Suction Regulator | VRA05757BH | Regulators, Suction
B38106 | Welch Allyn Inc | SureTemp Plus 692 | 21434824 | Thermometers, Electronic
| Seca Corp | seca 852 | 8852217220441 | Scales, Clinical, Precision
BN16187 | Ohio Medical Corporation | Intermittent/Continuous Vacuum Regulator | AHCM09207 | Regulators, Suction
BS23133 | GE Healthcare | Panda iRes Bedded Warmer | HDJU66397 | Warming Units, Patient, Radiant, Infant, Mobile
A58020 | GE Medical Systems | Corometrics 259cx | SDL23100034PAS | Monitors, Physiologic, Fetal
| Allied Healthcare Products, Inc. | G180 OptiVac | NSN | Aspirators, Airway
bn29290 | Medela Inc | BabyWeigh II | 75530 | Scales, Infant
BN27368 | Amvex Corporation | Suction Regulator | VRA05731BH | Regulators, Suction
| Hill-Rom Services, Inc. | NURSE CALL CONSOLE | NURSE CALL 2 SOUTH | Hospital Communication Systems, Nurse Call
163915 | NEXT MEDICAL PRODUCTS | Ultrasound Gel Packet Warmer | 20201205 | Warming Units, Gel
B38110 | Welch Allyn Inc | SureTemp Plus 692 | 21434841 | Thermometers, Electronic
A59225 | Welch Allyn Inc | Connex Spot Monitor | 100013712624 | Monitors, Physiologic, Vital Signs
| Ohio Medical Corporation | Analog Continuous/Intermittent Vacuum Regulator | CIAD002373 | Regulators, Suction
| Seca Corp | seca 852 | 8852140230831 | Scales, Clinical, Precision
B38108 | Welch Allyn Inc | SureTemp Plus 692 | 21433436 | Thermometers, Electronic
BN28347 | Amvex Corporation | Suction Regulator | VRa05754BH | Regulators, Suction
bn22113 | Welch Allyn Inc | SureTemp Plus 692 | 11251062 | Thermometers, Electronic
A58022 | GE Medical Systems | Corometrics 259cx | SDL23120022PAS | Monitors, Physiologic, Fetal
A58034 | GE Medical Systems | Corometrics 259cx | SDL23120008PAS | Monitors, Physiologic, Fetal
BN27371 | Ohio Medical Corporation | Intermittent/Continuous Vacuum Regulator | GFFV09514 | Regulators, Suction
A59128 | LIVANOVA | XTRA | BO39809F24 | Autotransfusion Units, Blood Processing
| FLEXMORT | CUDDLE COT COOLING UNIT | US 042091 | Warming/Cooling Units, Patient
| Welch Allyn Inc | SureTemp Plus | 21318576 | Thermometers, Electronic
BS34164 | ECHONOUS | EchoNous Bladder | R52R308Z26P | Scanning Systems, Ultrasonic, Small-Parts, Urinary Bladder
BN30916 | Medela Inc | Symphony Breast Pump | 1652485 | Aspirators, Breast
| Exergen Corporation | TAT-5000S | A1574824 | Thermometers, Electronic, Infrared, Skin
A58052 | GE Medical Systems | Corometrics 259cx | SDL23100030PAS | Monitors, Physiologic, Fetal
B16369 | Ohaus Corporation | Scout SPX | C127111838 | Balances, Electronic, Precision
BN27367 | Ohio Medical Corporation | Push-To-Set Intermittent/Continuous Vacuum Regulator | GFFK05971 | Regulators, Suction
BN26622 | Amvex Corporation | Suction Regulator | VRA05741BH | Regulators, Suction
| CareFusion | Pocket-Dop II | P144425 | Detectors, Blood Flow, Ultrasonic
A59131 | Monica Healthcare | Novii | UA0289 | Monitors, Physiologic, Fetal
BN26625 | Amvex Corporation | Suction Regulator | VRA05736BH | Regulators, Suction
BN18615 | Seca Corp | seca 769 | 5769266081426 | Scales, Patient, Floor
BN18616 | Seca Corp | seca 769 | 5769267081638 | Scales, Patient, Floor
BS16880 | Welch Allyn Inc | SureTemp Plus 692 | 22369560 | Thermometers, Electronic
BS30589 | Seca Corp | seca 284 | 10000000123627 | Scales, Patient, Floor
BS33032 | Creche Innovations | RRU | CI-MC-RRU-30.330370185100159 | Carts, Treatment, Resuscitation
BS30109 | Zoll Medical Corp | R Series PLUS | AF18L090322 | Defibrillators, External, Automated
A34133 | Welch Allyn Inc | ELI 280 | 122400001868 | Electrocardiographs, Multichannel, Interpretive
A58048 | GE Medical Systems | Corometrics 259cx | SDL23120057PAS | Monitors, Physiologic, Fetal
| Medline Industries Inc | MED2422 | 3361337-2 | Warming Units, Blanket
| SpaceLabs Healthcare | Ultraview SL Command Module | 1496-116037 | Physiologic Monitor Modules, Multiparameter
BN25430 | Welch Allyn Inc | 767 Wall Sphygmomanometer | 130621000000.00002 | Sphygmomanometers, Aneroid
BN17505 | Midmark Corp | Ritter 355 | V397514 | Lights, Examination
BS22340 | GE Healthcare | Panda iRes Bedded Warmer | HDJS52042 | Warming Units, Patient, Radiant, Infant, Mobile
| FLEXMORT | CUDDLE COT COOLING UNIT | US 041003 | Warming/Cooling Units, Patient
BN27363 | Amvex Corporation | Suction Regulator | VRA05739BH | Regulators, Suction
A58050 | GE Medical Systems | Corometrics 259cx | SDL231200063PAS | Monitors, Physiologic, Fetal
| Olympic Medical Corp | Smart Scale Model 60 | 60-1712 | Scales, Infant
A58009 | GE Medical Systems | Corometrics 259cx | SDL23120030PAS | Monitors, Physiologic, Fetal
| Natus Medical Inc | Elite 100 | EAR1416 | Detectors, Blood Flow, Ultrasonic
| Allied Healthcare Products, Inc. | G180 OptiVac | NSN | Aspirators, Airway
BN22457 | Amvex Corporation | Suction Regulator | VRA05733BH | Regulators, Suction
| Welch Allyn Inc | Platinum Series DS58 | SN210608070158 | Sphygmomanometers, Aneroid
BN17718 | STERIS Corp | Amsco QDJ Series | 421708037 | Warming Units, Multipurpose
B38109 | Welch Allyn Inc | SureTemp Plus 692 | 21434835 | Thermometers, Electronic
A59203 | Welch Allyn Inc | Connex Spot Monitor | 100013812624 | Monitors, Physiologic, Vital Signs
BS29639 | CooperSurgical, Inc. | ClearTone | 2018120011 | Detectors, Fetal Heart, Ultrasonic
A59696 | ECHONOUS | Kosmos Link | LNKR2601003-01 | Scanning Systems, Ultrasonic, Portable
BS23009 | Welch Allyn Inc | Connex Vital Signs Monitor 6000 Series | 10051873416 | Monitors, Physiologic, Vital Signs
A26147 | Natus Medical Inc | ALGO 5 | D503466 | Auditory Function Screening Devices, Newborn
| Welch Allyn Inc | Platinum Series DS58 | SN210608075958 | Sphygmomanometers, Aneroid
| Tripp Lite | SmartPro 120V 1.5kVA 1.35kW Line-Interactive Sine Wave UPS | 3211GYOSM820601202 | Power Systems, Electrical, Uninterruptible
BN27305 | Precision Medical Inc | PM3300 | 136360 | Regulators, Suction
BN21814 | Masimo Corp. | Radical-7 | T049867 | Oximeters, Pulse
| Stryker Endoscopy Div Stryker Corp | 1688 AIM Camera Control Unit | 24F545104 | Video Systems, Endoscopic, Video Adapter
| Welch Allyn Inc | SureTemp Plus 692 | 21434879 | Thermometers, Electronic
BN27376 | Ohio Medical Corporation | Intermittent Suction Unit | GFFH02463 | Regulators, Suction
B38105 | Welch Allyn Inc | SureTemp Plus 692 | 21434828 | Thermometers, Electronic
BN27369 | Ohio Medical Corporation | Push-To-Set Intermittent/Continuous Vacuum Regulator | GFFW15293 | Regulators, Suction
| Bio-Med Devices Inc. | 2003 Series | B1402881 | Compressed Gas Proportioners, Oxygen-Air
| Welch Allyn Inc | Platinum Series DS58 | SN210608064818 | Sphygmomanometers, Aneroid
BS19273 | STERIS Corp | Amsco DJ050124332 | 429909006 | Warming Units, Multipurpose
BN27374 | Precision Medical Inc | PM3300 | 136381 | Regulators, Suction
A58016 | GE Medical Systems | Corometrics 259cx | SDL23090003PAS | Monitors, Physiologic, Fetal
BS32495 | Mindray | BeneVision N1 | AA3-98009304 | Monitoring Systems, Physiologic
B38113 | Welch Allyn Inc | SureTemp Plus 692 | 21433440 | Thermometers, Electronic
| Tripp Lite | SmartPro 120V 1.5kVA 1.35kW Line-Interactive Sine Wave UPS | 3228DVSM893B00560 | Power Systems, Electrical, Uninterruptible
| Welch Allyn Inc | SureTemp Plus | 20438141 | Thermometers, Electronic
| Natus Medical Inc | Elite 100 | EAS0804 | Detectors, Blood Flow, Ultrasonic
A59129 | LIVANOVA | XVAC | BO39799F24 | Autotransfusion Units, Blood Processing
A58045 | GE Medical Systems | Corometrics 259cx | SDL23120028PAS | Monitors, Physiologic, Fetal
| Masimo Corp. | Rad-5v | 537054 | Oximeters, Pulse
A58025 | GE Medical Systems | Corometrics 259cx | SDL23120049PAS | Monitors, Physiologic, Fetal
| Masimo Corp. | Rad-5v | N48852 | Oximeters, Pulse
BS19821 | GE Healthcare | Panda iRes Bedded Warmer | HDJR50213 | Warming Units, Patient, Radiant, Infant, Mobile
BS17901 | SpaceLabs Healthcare | Ultraview SL2600 | 1370-203555 | Monitors, Physiologic, Patient Transport
| Detecto - A Division of Cardinal Scale Manufacturing Co. | MARINER WPS12 | WP00000231113298 | Scales, Clinical, Laboratory
| Detecto - A Division of Cardinal Scale Manufacturing Co. | MARINER WPS12 | WP00000231113323 | Scales, Clinical, Laboratory
| Detecto - A Division of Cardinal Scale Manufacturing Co. | MARINER WPS12 | WP00000250714285 | Scales, Clinical, Laboratory
BN30909 | Medela Inc | Symphony Breast Pump | 1646504 | Aspirators, Breast
BN26621 | Amvex Corporation | Suction Regulator | VRA05751BH | Regulators, Suction
| Detecto - A Division of Cardinal Scale Manufacturing Co. | MARINER WPS12 | WP00000250714326 | Scales, Clinical, Laboratory
A58021 | GE Medical Systems | Corometrics 259cx | SDL23120018PAS | Monitors, Physiologic, Fetal
| Medela Inc | Symphony Breast Pump | 1982963 | Aspirators, Breast
| Ohio Medical Corporation | Analog Continuous/Intermittent Vacuum Regulator | CIAD002379 | Regulators, Suction
BS29892 | Medela Inc | Symphony Breast Pump | 1774279 | Aspirators, Breast
| Medela Inc | Symphony Breast Pump | 2126564 | Aspirators, Breast
| Medela Inc | Symphony Breast Pump | 2031533 | Aspirators, Breast
BS29634 | CooperSurgical, Inc. | ClearTone | 2018120032 | Detectors, Fetal Heart, Ultrasonic
BN30919 | Medela Inc | Symphony Breast Pump | 1646112 | Aspirators, Breast
| Medela Inc | Symphony Breast Pump | 1959939 | Aspirators, Breast
| Welch Allyn Inc | SureTemp Plus | 25087943 | Thermometers, Electronic
B38130 | Medela Inc | Symphony Breast Pump | 1982920 | Aspirators, Breast
BS29890 | Medela Inc | Symphony Breast Pump | 1771304 | Aspirators, Breast
| Medela Inc | Symphony Breast Pump | 2141423 | Aspirators, Breast
| Medela Inc | Symphony Breast Pump | 1646151 | Aspirators, Breast
BS29888 | Medela Inc | Symphony Breast Pump | 1771288 | Aspirators, Breast
| Medela Inc | Symphony Breast Pump | 1925603 | Aspirators, Breast
| Medela Inc | Symphony Breast Pump | 2130180 | Aspirators, Breast
| Medela Inc | Symphony Breast Pump | 2141454 | Aspirators, Breast
| Medela Inc | Waterless Milk Warmer | 1896897 | Warming Units, Infant Nutritionals
| Medela Inc | Symphony Breast Pump | 2118320 | Aspirators, Breast
Bn18070 | Precision Medical Inc | PM3300 | 135044 | Regulators, Suction
A58062 | Stryker Endoscopy Div Stryker Corp | 1688 AIM Camera Control Unit | 23F541374 | Video Systems, Endoscopic, Video Adapter
| Medela Inc | Symphony Breast Pump | 1839088 | Aspirators, Breast
| 3M Health Care | Ranger Model 245 | 087625 | Warming Units, Blood/Intravenous Solution
| Medela Inc | Symphony Breast Pump | 1350268 | Aspirators, Breast
BS32910 | Medela Inc | Symphony Breast Pump | 1810820 | Aspirators, Breast
| Medela Inc | Symphony Breast Pump | 2140233 | Aspirators, Breast
BN30932 | Medela Inc | Symphony Breast Pump | 1646501 | Aspirators, Breast
| Stryker Corp Medical Div | 4K Surgical Display | KD83224G0120 | Monitors, Video
BS32902 | Mindray | BeneVision N1 | AA3-98009265 | Monitoring Systems, Physiologic
A108039 | Welch Allyn Inc | 747 Diagnostic Set | BN0580 | Ophthalmoscope/Otoscopes
A58046 | GE Medical Systems | Corometrics 259cx | SDL23110037PAS | Monitors, Physiologic, Fetal
A59132 | Monica Healthcare | Novii | UA0291 | Monitors, Physiologic, Fetal
| Ohio Medical Corporation | Analog Continuous/Intermittent Vacuum Regulator | CIAD000560 | Regulators, Suction
| Monica Healthcare | Monica Novii Wireless Patch System | TD1490 | Monitors, Physiologic, Fetal, Intrapartum, Bedside
BS23151 | PARKER HANNIFIN CORP | Nitronox HD | NXHD-1682 | Analgesia Units, Inhalation
| Bio-Med Devices Inc. | 2003 Series | B1503160 | Compressed Gas Proportioners, Oxygen-Air
| CooperSurgical, Inc. | ClearTone | 2018120006 | Detectors, Fetal Heart, Ultrasonic
| Detecto - A Division of Cardinal Scale Manufacturing Co. | MARINER WPS12 | WP00000250714539 | Scales, Clinical, Laboratory
| Stryker Endoscopy Div Stryker Corp | CONNECTED OR HUB | 24F514184 | Information Systems, Picture Archiving/Communication, Endoscopy
BN29131 | Datex-Ohmeda | 1252 | VRA07542EP | Regulators, Suction
B12444 | Medtronic Inc | RF Assure Delivery System | L19FWR | Sponge Detectors, Surgical, Radiofrequency
| CooperSurgical, Inc. | ClearTone | 2018120002 | Detectors, Fetal Heart, Ultrasonic
BN29133 | Amvex Corporation | Analog Continuous/Intermittent Vacuum Regulator | VRA07535EP | Regulators, Suction
BS23859 | Stryker Endoscopy Div Stryker Corp | SDP1000 | 95196 | Printers, Video
| Olympus America | Berkeley VC-10 | NK3050878 | Aspirators, Uterine
A58037 | GE Medical Systems | Corometrics 259cx | SDL23120031PAS | Monitors, Physiologic, Fetal
| Bio-Med Devices Inc. | 2003 Series | B1107651 | Compressed Gas Proportioners, Oxygen-Air
| Welch Allyn Inc | SureTemp Plus 692 | 08322528 | Thermometers, Electronic
BS29645 | CooperSurgical, Inc. | ClearTone | 2018120096 | Detectors, Fetal Heart, Ultrasonic
BS32494 | Mindray | BeneVision N1 | AA3-9C011286 | Monitoring Systems, Physiologic
BN25579 | STERIS Corp | Amsco DJ050124332 | 430113205 | Warming Units, Multipurpose
BS23750 | GE Healthcare | CARESCAPE PDM Patient Data Module | SA315260629GA | Physiologic Monitor Modules, Multiparameter
BN21000 | Welch Allyn Inc | SureTemp Plus 692 | 8320523 | Thermometers, Electronic
A58011 | GE Medical Systems | Corometrics 259cx | SDL23110041PAS | Monitors, Physiologic, Fetal
B12446 | Medtronic Inc | RF Assure Delivery System | L19FWT | Sponge Detectors, Surgical, Radiofrequency
BN16986 | Welch Allyn Inc | SureTemp Plus 692 | 8320500 | Thermometers, Electronic
BS22119 | GE Healthcare | Panda iRes Bedded Warmer | HDJR50502 | Warming Units, Patient, Radiant, Infant, Mobile
BS32901 | Mindray | BeneVision N1 | AA3-98009329 | Monitoring Systems, Physiologic
| Welch Allyn Inc | SureTemp Plus 692 | 08320521 | Thermometers, Electronic
| Detecto - A Division of Cardinal Scale Manufacturing Co. | MARINER WPS12 | WP00000250714627 | Scales, Clinical, Laboratory
BS22118 | GE Healthcare | Panda iRes Bedded Warmer | HDJR50500 | Warming Units, Patient, Radiant, Infant, Mobile
BS23150 | PARKER HANNIFIN CORP | Nitronox HD | HXHD-1681 | Analgesia Units, Inhalation
BN18837 | STERIS Corp | Amsco Examiner 10 | 410309102 | Lights, Examination
| Medline Industries Inc | MED2422 | 3348595-1 | Warming Units, Blanket
BN21013 | Welch Allyn Inc | SureTemp Plus 692 | 08151065 | Thermometers, Electronic
| Bio-Med Devices Inc. | 2003 Series | B1301515 | Compressed Gas Proportioners, Oxygen-Air
BN21009 | Welch Allyn Inc | SureTemp Plus 692 | 8322532 | Thermometers, Electronic
| Masimo Corp. | Rad-5v | 537206 | Oximeters, Pulse
B12445 | Medtronic Inc | RF Assure Delivery System | L19FWS | Sponge Detectors, Surgical, Radiofrequency
| Detecto - A Division of Cardinal Scale Manufacturing Co. | MARINER WPS12 | WP00000250714216 | Scales, Clinical, Laboratory
BN16994 | Welch Allyn Inc | SureTemp Plus 692 | 8320527 | Thermometers, Electronic
| Monica Healthcare | Monica Novii Wireless Patch System | TD1509 | Monitors, Physiologic, Fetal, Intrapartum, Bedside
| Bio-Med Devices Inc. | 2003 Series | BX2004867 | Compressed Gas Proportioners, Oxygen-Air
BS33033 | Creche Innovations | RRU | CI-MC-RRU-20.330370185100020 | Carts, Treatment, Resuscitation
| Allied Healthcare Products, Inc. | G180 OptiVac | NSN | Aspirators, Airway
BS29642 | CooperSurgical, Inc. | ClearTone | 2018120066 | Detectors, Fetal Heart, Ultrasonic
| Detecto - A Division of Cardinal Scale Manufacturing Co. | MARINER WPS12 | WP00000231113324 | Scales, Clinical, Laboratory
| Stryker Endoscopy Div Stryker Corp | L11 AIM | 24F505454 | Light Sources
BS32493 | Mindray | BeneVision N1 | AA3-9C011289 | Monitoring Systems, Physiologic
b38506 | Welch Allyn Inc | SureTemp Plus 692 | 08322535 | Thermometers, Electronic
A58007 | GE Medical Systems | Corometrics 259cx | SDL23120051PAS | Monitors, Physiologic, Fetal
BN22776 | Datex-Ohmeda | 1252 | GFHZ24532 | Regulators, Suction
| Ohio Medical Corporation | Analog Continuous/Intermittent Vacuum Regulator | CIAD000559 | Regulators, Suction
| FLEXMORT | CUDDLE COT COOLING UNIT | US042019 | Warming/Cooling Units, Patient
Bn12738 | Precision Medical Inc | PM3300 | 136384 | Regulators, Suction
bn16989 | Welch Allyn Inc | SureTemp Plus 692 | 08322570 | Thermometers, Electronic
BS32498 | Mindray | BeneVision N1 | AA3-98009325 | Monitoring Systems, Physiologic
A58027 | GE Medical Systems | Corometrics 259cx | SDL23110038PAS | Monitors, Physiologic, Fetal
163810 | GE Healthcare | CARESCAPE PDM Patient Data Module | (21)SPX23250166SA | Physiologic Monitor Modules, Multiparameter
| Monica Healthcare | Monica Novii Wireless Patch System | TD1506 | Monitors, Physiologic, Fetal, Intrapartum, Bedside
| Stryker Corp Medical Div | 4K Surgical Display | KD83224G0330 | Monitors, Video
| Detecto - A Division of Cardinal Scale Manufacturing Co. | MARINER WPS12 | WP00000250714362 | Scales, Clinical, Laboratory
A58043 | GE Medical Systems | Corometrics 259cx | SDL23120047PAS | Monitors, Physiologic, Fetal
A59755 | Olympus America | ESG-410 | 106780 | Electrosurgical Units, Monopolar/Bipolar
| Wolf X-Ray Corporation | Econoline | 188132 | View Boxes, X-Ray
BS23145 | GE Healthcare | Panda iRes Bedded Warmer | PBWW60513 | Warming Units, Patient, Radiant, Infant, Mobile
Bn18921 | Gentec Healthcare | 881VR Series | 163425 | Regulators, Suction
| Bio-Med Devices Inc. | 2003 Series | b1402206 | Compressed Gas Proportioners, Oxygen-Air
bs30587 | Seca Corp | seca 852 | 8852273180203 | Scales, Clinical, Precision
A59204 | Welch Allyn Inc | Connex Spot Monitor | 100014022624 | Monitors, Physiologic, Vital Signs
BS18720 | Welch Allyn Inc | SureTemp Plus 692 | 8176889 | Thermometers, Electronic
BS22846 | GE Healthcare | Panda iRes Bedded Warmer | HDJT51285 | Warming Units, Patient, Radiant, Infant, Mobile
bs24431 | Seca Corp | seca 876 | 10000000251159 | Scales, Patient, Floor
BN25278 | Heraeus Medical Inc. | Hanaulux Blue 30 | AR002883 | Lights, Surgical
A58042 | GE Medical Systems | Corometrics 259cx | SDL23100033PAS | Monitors, Physiologic, Fetal
BN25282 | Heraeus Medical Inc. | Hanaulux Blue 30 | AR002886 | Lights, Surgical
| Wolf X-Ray Corporation | Econoline | 188126 | View Boxes, X-Ray